## Operable
Utility ID | Utility Name | Plant Code | Plant Name | State | County | Generator ID | Status | Technology | Prime Mover | Sector Name | Sector | Nameplate Capacity (MW) | Summer Capacity (MW) | Winter Capacity (MW) | Operating Month | Operating Year | Lenses / Mirrors? | Single-Axis Tracking? | Dual-Axis Tracking? | Fixed Tilt? | Parabolic Trough? | Linear Fresnel? | Power Tower? | Dish Engine? | Other Solar Technology? | DC Net Capacity (MW) | Crystalline Silicon? | Thin-Film (CdTe)? | Thin-Film (A-Si)? | Thin-Film (CIGS)? | Thin-Film (Other)? | Other Materials?
803 | Arizona Public Service Co | 116 | Ocotillo | AZ | Maricopa | PV1 | OP | Solar Photovoltaic | PV | Electric Utility | 1 | 0.1 | 0.1 | 0.1 | 3 | 1998 |  | Y | [7 empty] | 0.1 | Y
803 | Arizona Public Service Co | 116 | Ocotillo | AZ | Maricopa | PV2 | OP | Solar Photovoltaic | PV | Electric Utility | 1 | 0.1 | 0.1 | 0.1 | 10 | 1999 |  | Y | [7 empty] | 0.1 | Y
803 | Arizona Public Service Co | 116 | Ocotillo | AZ | Maricopa | PVM | OP | Solar Photovoltaic | PV | Electric Utility | 1 | 0.4 | 0.4 | 0.4 | 4 | 1988 |  | Y | [7 empty] | 0.4 | Y
16572 | Salt River Project | 141 | Agua Fria | AZ | Maricopa | PV-3 | OP | Solar Photovoltaic | PV | Electric Utility | 1 | 0.2 | 0.2 | 0.2 | 6 | 2001 |  | Y | [7 empty] | 0.2 | Y
7095 | City of Geneseo - (IL) | 944 | Geneseo | IL | Henry | 12 | OP | Solar Photovoltaic | PV | Electric Utility | 1 | 1.2 | 0.9 | 0.9 | 8 | 2015 |  | Y |  | Y | [5 empty] | 1.2 | Y
16179 | Rochelle Municipal Utilities | 960 | North Ninth Street | IL | Ogle | SOL1 | OP | Solar Photovoltaic | PV | Electric Utility | 1 | 0.3 | 0.3 | 0.3 | 11 | 2014 |  | Y |  | Y | [5 empty] | 0 | Y
4922 | Dayton Power & Light Co | 2854 | Yankee Street | OH | Montgomery | YS1 | OP | Solar Photovoltaic | PV | Electric Utility | 1 | 1.1 | 1.1 | 1.1 | 3 | 2010 |  |  |  | Y | [5 empty] | 1.1 | Y |  | Y
14063 | Oklahoma Gas & Electric Co | 2953 | Mustang | OK | Canadian | SLR1 | OP | Solar Photovoltaic | PV | Electric Utility | 1 | 2.5 | 2.5 | 2.5 | 8 | 2015 |  | Y | [7 empty] | 3 | Y
24211 | Tucson Electric Power Co | 8223 | Springerville | AZ | Apache | SGSS | OP | Solar Photovoltaic | PV | Electric Utility | 1 | 3.7 | 3.7 | 3.7 | 5 | 2001 |  |  |  | Y | [5 empty] | 4.6 | Y | Y
24211 | Tucson Electric Power Co | 8223 | Springerville | AZ | Apache | SGSS1 | OP | Solar Photovoltaic | PV | Electric Utility | 1 | 1.4 | 1.4 | 1.4 | 12 | 2010 |  |  |  | Y | [5 empty] | 1.8 | Y
24211 | Tucson Electric Power Co | 8223 | Springerville | AZ | Apache | WMS | OP | Solar Photovoltaic | PV | Electric Utility | 1 | 8.3 | 8.3 | 8.3 | 12 | 2014 | Y | Y |  | N | [5 empty] | 10 | Y
55711 | FPL Energy Operating Services Inc - SEGS | 10439 | SEGS III | CA | San Bernardino | GEN1 | OP | Solar Thermal without Energy Storage | ST | IPP Non-CHP | 2 | 34.2 | 36 | 34 | 12 | 1986 | Y | Y |  |  | Y
55711 | FPL Energy Operating Services Inc - SEGS | 10440 | SEGS IV | CA | San Bernardino | GEN1 | OP | Solar Thermal without Energy Storage | ST | IPP Non-CHP | 2 | 34.2 | 36 | 34 | 12 | 1986 | Y | Y |  |  | Y
55711 | FPL Energy Operating Services Inc - SEGS | 10441 | SEGS V | CA | San Bernardino | GEN1 | OP | Solar Thermal without Energy Storage | ST | IPP Non-CHP | 2 | 34.2 | 36 | 34 | 10 | 1987 | Y | Y |  |  | Y
55711 | FPL Energy Operating Services Inc - SEGS | 10442 | SEGS VI | CA | San Bernardino | GEN1 | OP | Solar Thermal without Energy Storage | ST | IPP Non-CHP | 2 | 35 | 36 | 35 | 12 | 1988 | Y | Y |  |  | Y
55711 | FPL Energy Operating Services Inc - SEGS | 10443 | SEGS VII | CA | San Bernardino | GEN1 | OP | Solar Thermal without Energy Storage | ST | IPP Non-CHP | 2 | 35 | 36 | 35 | 12 | 1988 | Y | Y |  |  | Y
55711 | FPL Energy Operating Services Inc - SEGS | 10444 | SEGS VIII | CA | San Bernardino | GEN1 | OP | Solar Thermal without Energy Storage | ST | IPP Non-CHP | 2 | 92 | 88 | 64 | 12 | 1989 | Y | Y |  |  | Y
55711 | FPL Energy Operating Services Inc - SEGS | 10446 | SEGS IX | CA | San Bernardino | GEN1 | OP | Solar Thermal without Energy Storage | ST | IPP Non-CHP | 2 | 92 | 88 | 64 | 9 | 1990 | Y | Y |  |  | Y
11427 | Massachusetts Wtr RAuth-Deer I | 10823 | Deer Island Treatment Plant | MA | Suffolk | PV101 | OP | Solar Photovoltaic | PV | Commercial CHP | 5 | 0.1 | 0.1 | 0.1 | 5 | 2008 |  |  |  | Y | [5 empty] | 0.7 | Y
50131 | Enel Stillwater LLC | 50765 | Stillwater Facility | NV | Churchill | 1 | OP | Solar Photovoltaic | PV | IPP Non-CHP | 2 | 22 | 21.8 | 21.8 | 4 | 2012 |  |  |  | Y | [5 empty] | 26.2 | Y
13943 | Ocean County Utilities Auth | 54569 | Bayville Central Facility | NJ | Ocean | CPV1 | OP | Solar Photovoltaic | PV | Commercial CHP | 5 | 0.2 | 0.2 | 0.1 | 5 | 2007 |  |  |  | Y | [5 empty] | 0.2 | Y
803 | Arizona Public Service Co | 56228 | Prescott Airport | AZ | Yavapai | PV1 | OP | Solar Photovoltaic | PV | Electric Utility | 1 | 2.1 | 2.1 | 2.1 | 10 | 2002 |  | Y | [7 empty] | 1 | Y
15500 | Puget Sound Energy Inc | 56322 | Wild Horse | WA | Kittitas | WHS1 | OP | Solar Photovoltaic | PV | Electric Utility | 1 | 0.5 | 0.5 | 0.5 | 10 | 2007 |  |  |  | Y | [5 empty] | 0.5 | Y
55744 | Acciona Solar Power | 56405 | Nevada Solar One | NV | Clark | ONE | OP | Solar Thermal without Energy Storage | ST | IPP Non-CHP | 2 | 75.7 | 68.5 | 40 | 6 | 2007 |  | Y |  |  | Y
54902 | SunE Alamosa1 LLC | 56481 | SunE Alamosa | CO | Alamosa | 1 | OP | Solar Photovoltaic | PV | IPP Non-CHP | 2 | 1 | 1 | 1 | 12 | 2007 |  | Y | [7 empty] | 1 | Y
54902 | SunE Alamosa1 LLC | 56481 | SunE Alamosa | CO | Alamosa | 2 | OP | Solar Photovoltaic | PV | IPP Non-CHP | 2 | 7.2 | 6.7 | 6.7 | 12 | 2007 |  | Y | [7 empty] | 7.2 | Y
55710 | Barrick Goldstrike Mines Inc | 56500 | Western 102 Power Plant | NV | Storey | PV1 | OP | Solar Photovoltaic | PV | Industrial Non-CHP | 6 | 1 | 1 | 1 | 12 | 2007 |  |  |  | Y | [5 empty] | 1.3 | Y
56203 | Solar Star NAFB LLC | 56568 | Nellis Air Force Base Solar Array | NV | CLARK | NS1 | OP | Solar Photovoltaic | PV | Commercial Non-CHP | 4 | 4.9 | 4.9 | 4.9 | 10 | 2007 |  | Y | [7 empty] | 5 | Y
56203 | Solar Star NAFB LLC | 56568 | Nellis Air Force Base Solar Array | NV | CLARK | NS2 | OP | Solar Photovoltaic | PV | Commercial Non-CHP | 4 | 5.2 | 5.2 | 5.2 | 11 | 2007 |  | Y | [7 empty] | 5 | Y
56203 | Solar Star NAFB LLC | 56568 | Nellis Air Force Base Solar Array | NV | CLARK | NS3 | OP | Solar Photovoltaic | PV | Commercial Non-CHP | 4 | 3.9 | 3.9 | 3.9 | 12 | 2007 |  | Y | [7 empty] | 4 | Y
55910 | Lanai Sustainability Research LLC | 56667 | Lanai Solar-Electric Plant | HI | Maui | 0001 | OP | Solar Photovoltaic | PV | IPP Non-CHP | 2 | 0.1 | 0.1 | 0.1 | 12 | 2008 |  | Y | [7 empty] | 0.1 | Y
55910 | Lanai Sustainability Research LLC | 56667 | Lanai Solar-Electric Plant | HI | Maui | 0002 | OP | Solar Photovoltaic | PV | IPP Non-CHP | 2 | 0.1 | 0.1 | 0.1 | 12 | 2008 |  | Y | [7 empty] | 0.1 | Y
55910 | Lanai Sustainability Research LLC | 56667 | Lanai Solar-Electric Plant | HI | Maui | 0003 | OP | Solar Photovoltaic | PV | IPP Non-CHP | 2 | 0.1 | 0.1 | 0.1 | 12 | 2008 |  | Y | [7 empty] | 0.1 | Y
55910 | Lanai Sustainability Research LLC | 56667 | Lanai Solar-Electric Plant | HI | Maui | 0004 | OP | Solar Photovoltaic | PV | IPP Non-CHP | 2 | 0.1 | 0.1 | 0.1 | 12 | 2008 |  | Y | [7 empty] | 0.1 | Y
55910 | Lanai Sustainability Research LLC | 56667 | Lanai Solar-Electric Plant | HI | Maui | 0005 | OP | Solar Photovoltaic | PV | IPP Non-CHP | 2 | 0.1 | 0.1 | 0.1 | 12 | 2008 |  | Y | [7 empty] | 0.1 | Y
55910 | Lanai Sustainability Research LLC | 56667 | Lanai Solar-Electric Plant | HI | Maui | 0006 | OP | Solar Photovoltaic | PV | IPP Non-CHP | 2 | 0.1 | 0.1 | 0.1 | 12 | 2008 |  | Y | [7 empty] | 0.1 | Y
55910 | Lanai Sustainability Research LLC | 56667 | Lanai Solar-Electric Plant | HI | Maui | 0007 | OP | Solar Photovoltaic | PV | IPP Non-CHP | 2 | 0.1 | 0.1 | 0.1 | 12 | 2008 |  | Y | [7 empty] | 0.1 | Y
55910 | Lanai Sustainability Research LLC | 56667 | Lanai Solar-Electric Plant | HI | Maui | 0008 | OP | Solar Photovoltaic | PV | IPP Non-CHP | 2 | 0.1 | 0.1 | 0.1 | 12 | 2008 |  | Y | [7 empty] | 0.1 | Y
55910 | Lanai Sustainability Research LLC | 56667 | Lanai Solar-Electric Plant | HI | Maui | 0009 | OP | Solar Photovoltaic | PV | IPP Non-CHP | 2 | 0.1 | 0.1 | 0.1 | 12 | 2008 |  | Y | [7 empty] | 0.1 | Y
55910 | Lanai Sustainability Research LLC | 56667 | Lanai Solar-Electric Plant | HI | Maui | 0010 | OP | Solar Photovoltaic | PV | IPP Non-CHP | 2 | 0.1 | 0.1 | 0.1 | 12 | 2008 |  | Y | [7 empty] | 0.1 | Y
55910 | Lanai Sustainability Research LLC | 56667 | Lanai Solar-Electric Plant | HI | Maui | 0011 | OP | Solar Photovoltaic | PV | IPP Non-CHP | 2 | 0.1 | 0.1 | 0.1 | 12 | 2008 |  | Y | [7 empty] | 0.1 | Y
55910 | Lanai Sustainability Research LLC | 56667 | Lanai Solar-Electric Plant | HI | Maui | 0012 | OP | Solar Photovoltaic | PV | IPP Non-CHP | 2 | 0.1 | 0.1 | 0.1 | 12 | 2008 |  | Y | [7 empty] | 0.1 | Y
55961 | CalRenew-1 LLC | 56768 | CalRenew-1 | CA | Fresno | CR1 | OP | Solar Photovoltaic | PV | IPP Non-CHP | 2 | 5 | 5 | 5 | 4 | 2010 |  |  |  | Y | [5 empty] | 6.3 | Y
56023 | Arizona Solar One LLC | 56812 | Solana Generating Station | AZ | Maricopa | GEN 1 | OP | Solar Thermal with Energy Storage | CP | IPP Non-CHP | 2 | 140 | 147.7 | 140 | 10 | 2013 |  | Y |  |  | Y
56023 | Arizona Solar One LLC | 56812 | Solana Generating Station | AZ | Maricopa | GEN2 | OP | Solar Thermal with Energy Storage | CP | IPP Non-CHP | 2 | 140 | 147.7 | 140 | 10 | 2013 |  | Y |  |  | Y
56028 | MMA Fresno Power LP | 56813 | CSU Fresno Solar Project | CA | FRESNO | 1 | OP | Solar Photovoltaic | PV | IPP Non-CHP | 2 | 0.5 | 0.5 | 0.5 | 12 | 2007 |  |  |  | Y | [5 empty] | 0.6 | Y
56028 | MMA Fresno Power LP | 56813 | CSU Fresno Solar Project | CA | FRESNO | 2 | OP | Solar Photovoltaic | PV | IPP Non-CHP | 2 | 0.5 | 0.5 | 0.5 | 12 | 2007 |  |  |  | Y | [5 empty] | 0.6 | Y
56027 | MMA LA Power LP | 56814 | ELACC Photovoltaic Power Facility | CA | LOS ANGELES | PV1 | OP | Solar Photovoltaic | PV | IPP Non-CHP | 2 | 0.5 | 0.4 | 0.3 | 5 | 2008 |  |  |  | Y | [5 empty] | 0.6 | Y
56027 | MMA LA Power LP | 56814 | ELACC Photovoltaic Power Facility | CA | LOS ANGELES | PV2 | OP | Solar Photovoltaic | PV | IPP Non-CHP | 2 | 0.5 | 0.4 | 0.3 | 5 | 2008 |  |  |  | Y | [5 empty] | 0.6 | Y
56026 | MMA DAS Power | 56815 | Denver Int Airport | CO | DENVER | 1 | OP | Solar Photovoltaic | PV | IPP Non-CHP | 2 | 1.9 | 1.9 | 1.8 | 9 | 2008 |  | Y | [7 empty] | 2 | Y
56105 | MMA WBF Power LP | 56862 | Bolthouse S&P and Rowen Farms Solar | CA | LOS ANGELES | 1 | OP | Solar Photovoltaic | PV | IPP Non-CHP | 2 | 0.3 | 0.3 | 0.3 | 11 | 2008 |  | Y | [7 empty] | 0.6 | Y
56105 | MMA WBF Power LP | 56862 | Bolthouse S&P and Rowen Farms Solar | CA | LOS ANGELES | 2 | OP | Solar Photovoltaic | PV | IPP Non-CHP | 2 | 0.3 | 0.3 | 0.3 | 11 | 2008 |  | Y | [7 empty] | 0.4 | Y
56105 | MMA WBF Power LP | 56862 | Bolthouse S&P and Rowen Farms Solar | CA | LOS ANGELES | 3 | OP | Solar Photovoltaic | PV | IPP Non-CHP | 2 | 0.3 | 0.3 | 0.3 | 11 | 2008 |  | Y | [7 empty] | 0.4 | Y
56105 | MMA WBF Power LP | 56862 | Bolthouse S&P and Rowen Farms Solar | CA | LOS ANGELES | 4 | OP | Solar Photovoltaic | PV | IPP Non-CHP | 2 | 0.3 | 0.3 | 0.3 | 11 | 2008 |  | Y | [7 empty] | 0.4 | Y
57170 | EDF Renewable Asset Holdings, Inc. | 56875 | Sacramento Soleil LLC | CA | Sacramento | TBD | OP | Solar Photovoltaic | PV | IPP Non-CHP | 2 | 1 | 1 | 1 | 8 | 2008 |  |  |  | Y | [5 empty] | 1.3 |  | Y
59100 | Sunlight General Solar Fund II, LLC | 56877 | Hall's Warehouse Solar Project | NJ | Middlesex | TBD | OP | Solar Photovoltaic | PV | IPP Non-CHP | 2 | 1.5 | 1.5 | 1.5 | 2 | 2009 |  |  |  | Y | [5 empty] | 1.3 |  | Y
57249 | EPP Renewable Energy | 56883 | Pennsauken Solar | NJ | Camden | GEN 1 | OP | Solar Photovoltaic | PV | IPP Non-CHP | 2 | 0.2 | 0.2 | 0.2 | 6 | 2006 |  |  |  | Y | [5 empty] | 0.3 | Y
57249 | EPP Renewable Energy | 56883 | Pennsauken Solar | NJ | Camden | GEN 2 | OP | Solar Photovoltaic | PV | IPP Non-CHP | 2 | 0.2 | 0.2 | 0.2 | 6 | 2006 |  |  |  | Y | [5 empty] | 0.3 | Y
57249 | EPP Renewable Energy | 56883 | Pennsauken Solar | NJ | Camden | GEN 3 | OP | Solar Photovoltaic | PV | IPP Non-CHP | 2 | 0.1 | 0.1 | 0.1 | 12 | 2007 |  |  |  | Y | [5 empty] | 0.1 | Y
57249 | EPP Renewable Energy | 56883 | Pennsauken Solar | NJ | Camden | GEN 4 | OP | Solar Photovoltaic | PV | IPP Non-CHP | 2 | 0.2 | 0.2 | 0.2 | 12 | 2007 |  |  |  | Y | [5 empty] | 0.3 | Y
57249 | EPP Renewable Energy | 56883 | Pennsauken Solar | NJ | Camden | GEN 5 | OP | Solar Photovoltaic | PV | IPP Non-CHP | 2 | 0.1 | 0.1 | 0.1 | 12 | 2007 |  |  |  | Y | [5 empty] | 0.2 | Y
57249 | EPP Renewable Energy | 56883 | Pennsauken Solar | NJ | Camden | GEN 6 | OP | Solar Photovoltaic | PV | IPP Non-CHP | 2 | 0.2 | 0.2 | 0.2 | 12 | 2007 |  |  |  | Y | [5 empty] | 0.3 | Y
57249 | EPP Renewable Energy | 56883 | Pennsauken Solar | NJ | Camden | GEN 7 | OP | Solar Photovoltaic | PV | IPP Non-CHP | 2 | 0.2 | 0.2 | 0.2 | 12 | 2007 |  |  |  | Y | [5 empty] | 0.3 | Y
57249 | EPP Renewable Energy | 56883 | Pennsauken Solar | NJ | Camden | GEN 8 | OP | Solar Photovoltaic | PV | IPP Non-CHP | 2 | 0.2 | 0.2 | 0.2 | 12 | 2007 |  |  |  | Y | [5 empty] | 0.3 | Y
57249 | EPP Renewable Energy | 56883 | Pennsauken Solar | NJ | Camden | GEN 9 | OP | Solar Photovoltaic | PV | IPP Non-CHP | 2 | 0.1 | 0.1 | 0.1 | 12 | 2007 |  |  |  | Y | [5 empty] | 0.3 | Y
57249 | EPP Renewable Energy | 56888 | Warren County Solar | NJ | Warren | GEN 1 | OP | Solar Photovoltaic | PV | IPP Non-CHP | 2 | 0.5 | 0.5 | 0.5 | 6 | 2012 |  | Y | [7 empty] | 0.5 | Y
57249 | EPP Renewable Energy | 56888 | Warren County Solar | NJ | Warren | GEN 2 | OP | Solar Photovoltaic | PV | IPP Non-CHP | 2 | 0.5 | 0.5 | 0.5 | 6 | 2012 |  | Y | [7 empty] | 0.5 | Y
57249 | EPP Renewable Energy | 56888 | Warren County Solar | NJ | Warren | GEN 3 | OP | Solar Photovoltaic | PV | IPP Non-CHP | 2 | 0.5 | 0.5 | 0.5 | 6 | 2012 |  | Y | [7 empty] | 0.5 | Y
57249 | EPP Renewable Energy | 56888 | Warren County Solar | NJ | Warren | GEN 4 | OP | Solar Photovoltaic | PV | IPP Non-CHP | 2 | 0.5 | 0.5 | 0.5 | 6 | 2012 |  | Y | [7 empty] | 0.5 | Y
57249 | EPP Renewable Energy | 56889 | PPL Renewable Energy Merck Solar | NJ | Union | GEN 1 | OP | Solar Photovoltaic | PV | IPP Non-CHP | 2 | 1.7 | 1.7 | 1.7 | 5 | 2009 |  | Y | [7 empty] | 1.7 | Y
14405 | Power Choice/Pepco Energy Serv | 56900 | Atlantic City Convention Center | NJ | Atlantic | 1 | OP | Solar Photovoltaic | PV | Commercial Non-CHP | 4 | 0.5 | 0.5 | 0.3 | 12 | 2008 |  |  |  | Y | [5 empty] | 0.6 | Y
14405 | Power Choice/Pepco Energy Serv | 56900 | Atlantic City Convention Center | NJ | Atlantic | 2 | OP | Solar Photovoltaic | PV | Commercial Non-CHP | 4 | 0.5 | 0.5 | 0.3 | 12 | 2008 |  |  |  | Y | [5 empty] | 0.6 | Y
14405 | Power Choice/Pepco Energy Serv | 56900 | Atlantic City Convention Center | NJ | Atlantic | 3 | OP | Solar Photovoltaic | PV | Commercial Non-CHP | 4 | 0.5 | 0.5 | 0.3 | 12 | 2008 |  |  |  | Y | [5 empty] | 0.6 | Y
14405 | Power Choice/Pepco Energy Serv | 56900 | Atlantic City Convention Center | NJ | Atlantic | 4 | OP | Solar Photovoltaic | PV | Commercial Non-CHP | 4 | 0.5 | 0.5 | 0.3 | 12 | 2008 |  |  |  | Y | [5 empty] | 0.6 | Y
56113 | MMA GDC Power LP | 56909 | Gap Pacific Distribution Center | CA | FRESNO | 1 | OP | Solar Photovoltaic | PV | Commercial Non-CHP | 4 | 0.3 | 0.3 | 0.3 | 10 | 2008 |  | Y | [7 empty] | 0.4 | Y
56113 | MMA GDC Power LP | 56909 | Gap Pacific Distribution Center | CA | FRESNO | 2 | OP | Solar Photovoltaic | PV | Commercial Non-CHP | 4 | 0.3 | 0.3 | 0.3 | 10 | 2008 |  | Y | [7 empty] | 0.3 | Y
56113 | MMA GDC Power LP | 56909 | Gap Pacific Distribution Center | CA | FRESNO | 3 | OP | Solar Photovoltaic | PV | Commercial Non-CHP | 4 | 0.3 | 0.3 | 0.3 | 10 | 2008 |  | Y | [7 empty] | 0.3 | Y
56113 | MMA GDC Power LP | 56909 | Gap Pacific Distribution Center | CA | FRESNO | 4 | OP | Solar Photovoltaic | PV | Commercial Non-CHP | 4 | 0.3 | 0.3 | 0.3 | 10 | 2008 |  | Y | [7 empty] | 0.3 | Y
56128 | SAS Institute Inc | 56915 | SAS Solar Farm | NC | Wake | 1 | OP | Solar Photovoltaic | PV | IPP Non-CHP | 2 | 0.5 | 0.5 | 0.5 | 12 | 2008 |  | Y | [7 empty] | 0.5 | Y
56128 | SAS Institute Inc | 56915 | SAS Solar Farm | NC | Wake | 2 | OP | Solar Photovoltaic | PV | IPP Non-CHP | 2 | 0.5 | 0.5 | 0.5 | 12 | 2008 |  | Y | [7 empty] | 0.5 | Y
56128 | SAS Institute Inc | 56915 | SAS Solar Farm | NC | Wake | 3 | OP | Solar Photovoltaic | PV | IPP Non-CHP | 2 | 0.5 | 0.5 | 0.5 | 8 | 2010 |  | Y | [7 empty] | 0.5 | Y
56128 | SAS Institute Inc | 56915 | SAS Solar Farm | NC | Wake | 4 | OP | Solar Photovoltaic | PV | IPP Non-CHP | 2 | 0.5 | 0.5 | 0.5 | 8 | 2010 |  | Y | [7 empty] | 0.5 | Y
56167 | Imperial Valley Solar, LLC | 56917 | Imperial Valley Solar, LLC | CA | IMPERIAL | 1 | OP | Solar Photovoltaic | PV | IPP Non-CHP | 2 | 101 | 101 | 101 | 11 | 2013 |  | Y | [7 empty] | 129.3 |  | Y
56167 | Imperial Valley Solar, LLC | 56917 | Imperial Valley Solar, LLC | CA | IMPERIAL | 1A | OP | Solar Photovoltaic | PV | IPP Non-CHP | 2 | 64.6 | 64.6 | 64.6 | 12 | 2013 |  | Y | [7 empty] | 82.7 |  | Y
56167 | Imperial Valley Solar, LLC | 56917 | Imperial Valley Solar, LLC | CA | IMPERIAL | 1B | OP | Solar Photovoltaic | PV | IPP Non-CHP | 2 | 34.3 | 34.3 | 34.3 | 3 | 2014 |  | Y | [7 empty] | 43.9 |  | Y
56431 | SunE U6 Holdings LLC | 56922 | WWRF Solar Plant | CO | Garfield | EAST | OP | Solar Photovoltaic | PV | IPP Non-CHP | 2 | 0.5 | 0.4 | 0.4 | 2 | 2009 |  | Y | N | [6 empty] | 0.6 | Y
56431 | SunE U6 Holdings LLC | 56922 | WWRF Solar Plant | CO | Garfield | WEST | OP | Solar Photovoltaic | PV | IPP Non-CHP | 2 | 1.2 | 0.9 | 0.9 | 2 | 2009 |  | Y | [7 empty] | 1.1 | Y
6452 | Florida Power & Light Co | 56929 | DeSoto Next Generation Solar Energy | FL | DeSoto | 1 | OP | Solar Photovoltaic | PV | Electric Utility | 1 | 25 | 25 | 25 | 10 | 2009 |  | Y | [7 empty] | 27.6 | Y
6452 | Florida Power & Light Co | 56930 | Space Coast Next Gen Solar Energy | FL | Brevard | 1 | OP | Solar Photovoltaic | PV | Electric Utility | 1 | 10 | 10 | 10 | 4 | 2010 |  |  |  | Y | [5 empty] | 11.5 | Y
56183 | SunE NC Progress 1 LLC | 56938 | SunEdison LV Sutton Plant Site | NC | NEW HANOVER | NCP1 | OP | Solar Photovoltaic | PV | IPP Non-CHP | 2 | 1.2 | 1.2 | 1.2 | 12 | 2008 |  | Y | [7 empty] | 1.2 | Y
59399 | NRG Solar Blythe | 56939 | NRG Solar Blythe LLC | CA | Riverside | 1 | OP | Solar Photovoltaic | PV | IPP Non-CHP | 2 | 21 | 21 | 21 | 12 | 2009 |  |  |  | Y | [5 empty] | 26.4 |  | Y
57036 | Copper Mountain 1 LLC | 56944 | CM10 | NV | Clark | PV01 | OP | Solar Photovoltaic | PV | IPP Non-CHP | 2 | 10 | 10 | 10 | 12 | 2008 |  |  |  | Y | [5 empty] | 12.4 |  | Y
56237 | QVC Inc | 56966 | QVC Inc | NC | Edgecombe | 1 | OP | Solar Photovoltaic | PV | IPP Non-CHP | 2 | 1 | 1 | 1 | 12 | 2008 |  | Y |  |  | Y |  |  |  | N | 1 | Y
56284 | MF Mesa Lane LLC | 56993 | MF Mesa Lane LLC | PA | Bucks | MESA | OP | Solar Photovoltaic | PV | IPP Non-CHP | 2 | 3 | 1.5 | 1.1 | 11 | 2008 |  |  |  | Y | [5 empty] | 3 | Y
17609 | Southern California Edison Co | 56996 | Solar Photovoltaic Project #02 | CA | SAN BERNARDINO | S1A | OP | Solar Photovoltaic | PV | Electric Utility | 1 | 0.5 | 0.5 | 0.5 | 12 | 2009 |  |  |  | Y | [5 empty] | 0.6 |  | Y
17609 | Southern California Edison Co | 56996 | Solar Photovoltaic Project #02 | CA | SAN BERNARDINO | S1B | OP | Solar Photovoltaic | PV | Electric Utility | 1 | 0.5 | 0.5 | 0.5 | 12 | 2009 |  |  |  | Y | [5 empty] | 0.6 |  | Y
56294 | SunE WG113 Moreno Valley LLC | 57004 | SunEdison Walgreens Moreno Valley | CA | RIVERSIDE | 1 | OP | Solar Photovoltaic | PV | IPP Non-CHP | 2 | 1 | 0.9 | 0.9 | 9 | 2007 |  | Y | [7 empty] | 1.2 | Y
56431 | SunE U6 Holdings LLC | 57005 | Mariani Packing Vacaville Solar | CA | SOLANO | 1 | OP | Solar Photovoltaic | PV | IPP Non-CHP | 2 | 1 | 0.9 | 0.9 | 11 | 2008 |  | Y | [7 empty] | 1.1 | Y
56296 | SunE WG45 Woodland LLC | 57006 | Walgreens Woodland Distribution Center | CA | YOLO | 1 | OP | Solar Photovoltaic | PV | IPP Non-CHP | 2 | 1 | 0.9 | 0.9 | 8 | 2007 |  | Y | [7 empty] | 1.2 | Y
56297 | SunE CPA CDC2 LLC | 57007 | SunEdison Ironwood State Prison | CA | Riverside | 1 | OP | Solar Photovoltaic | PV | IPP Non-CHP | 2 | 1 | 0.9 | 0.9 | 5 | 2008 |  | Y | [7 empty] | 1.2 | Y
56431 | SunE U6 Holdings LLC | 57008 | SunEdison Procter & Gamble Oxnard | CA | Ventura | 1 | OP | Solar Photovoltaic | PV | IPP Non-CHP | 2 | 1 | 0.8 | 0.8 | 10 | 2009 |  |  |  | Y | [5 empty] | 1.1 |  | Y
56300 | SunE KHL55 San Bernardino LLC | 57009 | Kohls San Bernardino Solar Facility | CA | SAN BERNARDINO | 1 | OP | Solar Photovoltaic | PV | IPP Non-CHP | 2 | 1 | 0.9 | 0.9 | 11 | 2007 |  | Y | [7 empty] | 1.2 | Y
56434 | SunE M5 Holdings LLC | 57010 | SunEdison Anheuser Busch Fairfield | CA | Solano | 1 | OP | Solar Photovoltaic | PV | IPP Non-CHP | 2 | 1 | 0.9 | 0.9 | 12 | 2008 |  | Y | [7 empty] | 1.1 | Y
56302 | SunE CPA CDC1 LLC | 57011 | Chuckawalla Valley State Prison | CA | Riverside | 1 | OP | Solar Photovoltaic | PV | IPP Non-CHP | 2 | 1 | 0.9 | 0.9 | 6 | 2006 |  |  |  | Y | [5 empty] | 1.2 | Y
56434 | SunE M5 Holdings LLC | 57012 | SunEdison Walmart Apple Valley DC | CA | SAN BERNARDINO | 1 | OP | Solar Photovoltaic | PV | IPP Non-CHP | 2 | 1 | 0.9 | 0.9 | 3 | 2009 |  | Y | [7 empty] | 1.1 | Y
14328 | Pacific Gas & Electric Co | 57041 | Vaca Dixon Solar Station | CA | Solano | 1 | OP | Solar Photovoltaic | PV | Electric Utility | 1 | 2 | 2 | 2 | 12 | 2009 |  |  |  | Y | [5 empty] | 2.6 | Y
57499 | NRG Energy Services | 57073 | Ivanpah 2 | CA | San Bernardino | ST1 | OP | Solar Thermal without Energy Storage | ST | IPP Non-CHP | 2 | 133.4 | 133.4 | 133.4 | 12 | 2013 | Y |  | Y |  |  |  | Y
57499 | NRG Energy Services | 57074 | Ivanpah 1 | CA | San Bernardino | ST1 | OP | Solar Thermal without Energy Storage | ST | IPP Non-CHP | 2 | 133 | 133 | 133 | 12 | 2013 | Y |  | Y |  |  |  | Y
57499 | NRG Energy Services | 57075 | Ivanpah 3 | CA | San Bernardino | ST1 | OP | Solar Thermal without Energy Storage | ST | IPP Non-CHP | 2 | 133.4 | 133.4 | 133.4 | 12 | 2013 | Y |  | Y |  |  |  | Y
56610 | Calpine Vineland Solar LLC | 57081 | Calpine Vineland Solar LLC | NJ | Cumberland | CVS1 | OP | Solar Photovoltaic | PV | IPP Non-CHP | 2 | 2.3 | 2.3 | 2.3 | 8 | 2009 |  |  |  | Y | [5 empty] | 2.4 | Y
56610 | Calpine Vineland Solar LLC | 57081 | Calpine Vineland Solar LLC | NJ | Cumberland | CVS2 | OP | Solar Photovoltaic | PV | IPP Non-CHP | 2 | 1.8 | 1.8 | 1.8 | 12 | 2009 |  |  |  | Y | [5 empty] | 1.9 | Y
56493 | RV CSU Power LLC | 57141 | RV CSU Power LLC | CO | LARIMER | CSU1 | OP | Solar Photovoltaic | PV | Commercial Non-CHP | 4 | 1.9 | 1.9 | 1.9 | 12 | 2009 |  | Y | [7 empty] | 2 | Y
6035 | Exelon Power | 57191 | Exelon Solar Chicago | IL | Cook | ECS1 | OP | Solar Photovoltaic | PV | IPP Non-CHP | 2 | 9 | 9 | 9 | 12 | 2009 |  | Y | [7 empty] | 10 | Y
56565 | TX Solar I LLC | 57197 | Blue Wing Solar Energy Generation | TX | Bexar | 1 | OP | Solar Photovoltaic | PV | IPP Non-CHP | 2 | 13.9 | 13.5 | 13.5 | 11 | 2010 |  |  |  | Y | [5 empty] | 16.7 |  | Y
56563 | Solar Star North Carolina I LLC | 57200 | Shelby Solar Energy Generation Facility | NC | Cleveland | 1 | OP | Solar Photovoltaic | PV | IPP Non-CHP | 2 | 1 | 1 | 1 | 5 | 2010 |  | Y | [7 empty] | 1 | Y
56582 | Jacksonville Solar LLC | 57202 | Jacksonville Solar | FL | Duval | 1 | OP | Solar Photovoltaic | PV | IPP Non-CHP | 2 | 15 | 12.5 | 12.5 | 4 | 2010 |  |  |  | Y | [5 empty] | 15 |  | Y
56583 | Wyandot Solar LLC | 57203 | Wyandot Solar Farm | OH | WYANDOT | 1 | OP | Solar Photovoltaic | PV | IPP Non-CHP | 2 | 10 | 10 | 10 | 4 | 2010 |  |  |  | Y | [5 empty] | 12 |  | Y
56584 | PSEG Solar Hackettstown LLC | 57204 | PSEG Hackettstown | NJ | Warren | 1 | OP | Solar Photovoltaic | PV | IPP Non-CHP | 2 | 2.2 | 2.2 | 2.2 | 9 | 2009 |  |  |  | Y | [5 empty] | 2.2 |  | Y
57036 | Copper Mountain 1 LLC | 57205 | CM48 | NV | Clark | PV02 | OP | Solar Photovoltaic | PV | IPP Non-CHP | 2 | 8 | 8 | 8 | 6 | 2010 |  |  |  | Y | [5 empty] | 10.1 |  | Y
57036 | Copper Mountain 1 LLC | 57205 | CM48 | NV | Clark | PV03 | OP | Solar Photovoltaic | PV | IPP Non-CHP | 2 | 10 | 10 | 10 | 9 | 2010 |  |  |  | Y | [5 empty] | 12.6 |  | Y
57036 | Copper Mountain 1 LLC | 57205 | CM48 | NV | Clark | PV04 | OP | Solar Photovoltaic | PV | IPP Non-CHP | 2 | 10 | 10 | 10 | 10 | 2010 |  |  |  | Y | [5 empty] | 12.6 |  | Y
57036 | Copper Mountain 1 LLC | 57205 | CM48 | NV | Clark | PV05 | OP | Solar Photovoltaic | PV | IPP Non-CHP | 2 | 10 | 10 | 10 | 11 | 2010 |  |  |  | Y | [5 empty] | 12.6 |  | Y
57036 | Copper Mountain 1 LLC | 57205 | CM48 | NV | Clark | PV06 | OP | Solar Photovoltaic | PV | IPP Non-CHP | 2 | 10 | 10 | 10 | 12 | 2010 |  |  |  | Y | [5 empty] | 12.6 |  | Y
19391 | UGI Development Co | 57216 | Crayola Solar Project | PA | Northampton | 1 | OP | Solar Photovoltaic | PV | IPP Non-CHP | 2 | 1 | 1 | 1 | 5 | 2010 |  |  |  | Y | [5 empty] | 1.1 | Y
19391 | UGI Development Co | 57216 | Crayola Solar Project | PA | Northampton | 2 | OP | Solar Photovoltaic | PV | IPP Non-CHP | 2 | 1 | 1 | 1 | 4 | 2011 |  |  |  | Y | [5 empty] | 1.1 | Y
19391 | UGI Development Co | 57216 | Crayola Solar Project | PA | Northampton | 3 | OP | Solar Photovoltaic | PV | IPP Non-CHP | 2 | 0.8 | 0.8 | 0.8 | 1 | 2012 |  |  |  | Y | [5 empty] | 0.9 | Y
17609 | Southern California Edison Co | 57217 | Solar Photovoltaic Project #03 | CA | SAN BERNARDINO | S003A | OP | Solar Photovoltaic | PV | Electric Utility | 1 | 0.5 | 0.5 | 0.5 | 3 | 2011 |  |  |  | Y | [5 empty] | 0.6 |  | Y
17609 | Southern California Edison Co | 57217 | Solar Photovoltaic Project #03 | CA | SAN BERNARDINO | S003B | OP | Solar Photovoltaic | PV | Electric Utility | 1 | 0.5 | 0.5 | 0.5 | 3 | 2011 |  |  |  | Y | [5 empty] | 0.6 |  | Y
17609 | Southern California Edison Co | 57219 | Solar Photovoltaic Project #05 | CA | SAN BERNARDINO | S005A | OP | Solar Photovoltaic | PV | Electric Utility | 1 | 0.5 | 0.5 | 0.5 | 11 | 2012 |  |  |  | Y | [5 empty] | 0.7 | Y
17609 | Southern California Edison Co | 57219 | Solar Photovoltaic Project #05 | CA | SAN BERNARDINO | S005B | OP | Solar Photovoltaic | PV | Electric Utility | 1 | 0.5 | 0.5 | 0.5 | 11 | 2012 |  |  |  | Y | [5 empty] | 0.7 | Y
17609 | Southern California Edison Co | 57219 | Solar Photovoltaic Project #05 | CA | SAN BERNARDINO | S005C | OP | Solar Photovoltaic | PV | Electric Utility | 1 | 0.5 | 0.5 | 0.5 | 11 | 2012 |  |  |  | Y | [5 empty] | 0.7 | Y
17609 | Southern California Edison Co | 57219 | Solar Photovoltaic Project #05 | CA | SAN BERNARDINO | S005D | OP | Solar Photovoltaic | PV | Electric Utility | 1 | 0.5 | 0.5 | 0.5 | 11 | 2012 |  |  |  | Y | [5 empty] | 0.7 | Y
17609 | Southern California Edison Co | 57219 | Solar Photovoltaic Project #05 | CA | SAN BERNARDINO | S005E | OP | Solar Photovoltaic | PV | Electric Utility | 1 | 0.5 | 0.5 | 0.5 | 11 | 2012 |  |  |  | Y | [5 empty] | 0.7 | Y
17609 | Southern California Edison Co | 57220 | Solar Photovoltaic Project #06 | CA | SAN BERNARDINO | S006A | OP | Solar Photovoltaic | PV | Electric Utility | 1 | 0.5 | 0.5 | 0.5 | 8 | 2011 |  |  |  | Y | [5 empty] | 0.6 | Y
17609 | Southern California Edison Co | 57220 | Solar Photovoltaic Project #06 | CA | SAN BERNARDINO | S006B | OP | Solar Photovoltaic | PV | Electric Utility | 1 | 0.5 | 0.5 | 0.5 | 8 | 2011 |  |  |  | Y | [5 empty] | 0.6 | Y
17609 | Southern California Edison Co | 57220 | Solar Photovoltaic Project #06 | CA | SAN BERNARDINO | S006C | OP | Solar Photovoltaic | PV | Electric Utility | 1 | 0.5 | 0.5 | 0.5 | 8 | 2011 |  |  |  | Y | [5 empty] | 0.6 | Y
17609 | Southern California Edison Co | 57220 | Solar Photovoltaic Project #06 | CA | SAN BERNARDINO | S006D | OP | Solar Photovoltaic | PV | Electric Utility | 1 | 0.5 | 0.5 | 0.5 | 8 | 2011 |  |  |  | Y | [5 empty] | 0.6 | Y
17609 | Southern California Edison Co | 57221 | Solar Photovoltaic Project #07 | CA | SAN BERNARDINO | S007A | OP | Solar Photovoltaic | PV | Electric Utility | 1 | 0.5 | 0.5 | 0.5 | 11 | 2012 |  |  |  | Y | [5 empty] | 0.6 | Y
17609 | Southern California Edison Co | 57221 | Solar Photovoltaic Project #07 | CA | SAN BERNARDINO | S007B | OP | Solar Photovoltaic | PV | Electric Utility | 1 | 0.5 | 0.5 | 0.5 | 11 | 2012 |  |  |  | Y | [5 empty] | 0.6 | Y
17609 | Southern California Edison Co | 57221 | Solar Photovoltaic Project #07 | CA | SAN BERNARDINO | S007C | OP | Solar Photovoltaic | PV | Electric Utility | 1 | 0.5 | 0.5 | 0.5 | 11 | 2012 |  |  |  | Y | [5 empty] | 0.6 | Y
17609 | Southern California Edison Co | 57221 | Solar Photovoltaic Project #07 | CA | SAN BERNARDINO | S007D | OP | Solar Photovoltaic | PV | Electric Utility | 1 | 0.5 | 0.5 | 0.5 | 11 | 2012 |  |  |  | Y | [5 empty] | 0.6 | Y
17609 | Southern California Edison Co | 57221 | Solar Photovoltaic Project #07 | CA | SAN BERNARDINO | S007E | OP | Solar Photovoltaic | PV | Electric Utility | 1 | 0.5 | 0.5 | 0.5 | 11 | 2012 |  |  |  | Y | [5 empty] | 0.6 | Y
17609 | Southern California Edison Co | 57222 | Solar Photovoltaic Project #08 | CA | SAN BERNARDINO | S008A | OP | Solar Photovoltaic | PV | Electric Utility | 1 | 0.5 | 0.5 | 0.5 | 8 | 2011 |  |  |  | Y | [5 empty] | 0.7 | Y
17609 | Southern California Edison Co | 57222 | Solar Photovoltaic Project #08 | CA | SAN BERNARDINO | S008B | OP | Solar Photovoltaic | PV | Electric Utility | 1 | 0.5 | 0.5 | 0.5 | 8 | 2011 |  |  |  | Y | [5 empty] | 0.7 | Y
17609 | Southern California Edison Co | 57222 | Solar Photovoltaic Project #08 | CA | SAN BERNARDINO | S008C | OP | Solar Photovoltaic | PV | Electric Utility | 1 | 0.5 | 0.5 | 0.5 | 8 | 2011 |  |  |  | Y | [5 empty] | 0.7 | Y
17609 | Southern California Edison Co | 57222 | Solar Photovoltaic Project #08 | CA | SAN BERNARDINO | S008D | OP | Solar Photovoltaic | PV | Electric Utility | 1 | 0.5 | 0.5 | 0.5 | 8 | 2011 |  |  |  | Y | [5 empty] | 0.7 | Y
17609 | Southern California Edison Co | 57223 | Solar Photovoltaic Project #09 | CA | SAN BERNARDINO | S009A | OP | Solar Photovoltaic | PV | Electric Utility | 1 | 0.5 | 0.5 | 0.5 | 8 | 2011 |  |  |  | Y | [5 empty] | 0.7 | Y
17609 | Southern California Edison Co | 57223 | Solar Photovoltaic Project #09 | CA | SAN BERNARDINO | S009B | OP | Solar Photovoltaic | PV | Electric Utility | 1 | 0.5 | 0.5 | 0.5 | 8 | 2011 |  |  |  | Y | [5 empty] | 0.7 | Y
17609 | Southern California Edison Co | 57224 | Solar Photovoltaic Project #10 | CA | SAN BERNARDINO | S010A | OP | Solar Photovoltaic | PV | Electric Utility | 1 | 0.5 | 0.5 | 0.5 | 1 | 2013 |  |  |  | Y | [5 empty] | 0.8 | Y
17609 | Southern California Edison Co | 57224 | Solar Photovoltaic Project #10 | CA | SAN BERNARDINO | S010B | OP | Solar Photovoltaic | PV | Electric Utility | 1 | 0.5 | 0.5 | 0.5 | 1 | 2013 |  |  |  | Y | [5 empty] | 0.8 | Y
17609 | Southern California Edison Co | 57224 | Solar Photovoltaic Project #10 | CA | SAN BERNARDINO | S010C | OP | Solar Photovoltaic | PV | Electric Utility | 1 | 0.5 | 0.5 | 0.5 | 1 | 2013 |  |  |  | Y | [5 empty] | 0.8 | Y
17609 | Southern California Edison Co | 57225 | Solar Photovoltaic Project #11 | CA | SAN BERNARDINO | S011A | OP | Solar Photovoltaic | PV | Electric Utility | 1 | 0.5 | 0.5 | 0.5 | 2 | 2015 |  |  |  | Y | [5 empty] | 0.7 | Y
17609 | Southern California Edison Co | 57225 | Solar Photovoltaic Project #11 | CA | SAN BERNARDINO | S011B | OP | Solar Photovoltaic | PV | Electric Utility | 1 | 0.5 | 0.5 | 0.5 | 2 | 2015 |  |  |  | Y | [5 empty] | 0.7 | Y
17609 | Southern California Edison Co | 57225 | Solar Photovoltaic Project #11 | CA | SAN BERNARDINO | S011C | OP | Solar Photovoltaic | PV | Electric Utility | 1 | 0.5 | 0.5 | 0.5 | 2 | 2015 |  |  |  | Y | [5 empty] | 0.7 | Y
17609 | Southern California Edison Co | 57225 | Solar Photovoltaic Project #11 | CA | SAN BERNARDINO | S011D | OP | Solar Photovoltaic | PV | Electric Utility | 1 | 0.5 | 0.5 | 0.5 | 2 | 2015 |  |  |  | Y | [5 empty] | 0.7 | Y
17609 | Southern California Edison Co | 57225 | Solar Photovoltaic Project #11 | CA | SAN BERNARDINO | S011E | OP | Solar Photovoltaic | PV | Electric Utility | 1 | 0.5 | 0.5 | 0.5 | 2 | 2015 |  |  |  | Y | [5 empty] | 0.7 | Y
17609 | Southern California Edison Co | 57225 | Solar Photovoltaic Project #11 | CA | SAN BERNARDINO | S011F | OP | Solar Photovoltaic | PV | Electric Utility | 1 | 0.5 | 0.5 | 0.5 | 2 | 2015 |  |  |  | Y | [5 empty] | 0.7 | Y
17609 | Southern California Edison Co | 57225 | Solar Photovoltaic Project #11 | CA | SAN BERNARDINO | S011G | OP | Solar Photovoltaic | PV | Electric Utility | 1 | 0.5 | 0.5 | 0.5 | 2 | 2015 |  |  |  | Y | [5 empty] | 0.7 | Y
17609 | Southern California Edison Co | 57226 | Solar Photovoltaic Project #12 | CA | SAN BERNARDINO | S012A | OP | Solar Photovoltaic | PV | Electric Utility | 1 | 0.5 | 0.5 | 0.5 | 8 | 2011 |  |  |  | Y | [5 empty] | 0.8 | Y
17609 | Southern California Edison Co | 57227 | Solar Photovoltaic Project #13 | CA | SAN BERNARDINO | S013A | OP | Solar Photovoltaic | PV | Electric Utility | 1 | 0.5 | 0.5 | 0.5 | 2 | 2015 |  |  |  | Y | [5 empty] | 0.7 | Y
17609 | Southern California Edison Co | 57227 | Solar Photovoltaic Project #13 | CA | SAN BERNARDINO | S013B | OP | Solar Photovoltaic | PV | Electric Utility | 1 | 0.5 | 0.5 | 0.5 | 2 | 2015 |  |  |  | Y | [5 empty] | 0.7 | Y
17609 | Southern California Edison Co | 57227 | Solar Photovoltaic Project #13 | CA | SAN BERNARDINO | S013C | OP | Solar Photovoltaic | PV | Electric Utility | 1 | 0.5 | 0.5 | 0.5 | 2 | 2015 |  |  |  | Y | [5 empty] | 0.7 | Y
17609 | Southern California Edison Co | 57227 | Solar Photovoltaic Project #13 | CA | SAN BERNARDINO | S013D | OP | Solar Photovoltaic | PV | Electric Utility | 1 | 0.5 | 0.5 | 0.5 | 2 | 2015 |  |  |  | Y | [5 empty] | 0.7 | Y
17609 | Southern California Edison Co | 57227 | Solar Photovoltaic Project #13 | CA | SAN BERNARDINO | S013E | OP | Solar Photovoltaic | PV | Electric Utility | 1 | 0.5 | 0.5 | 0.5 | 2 | 2015 |  |  |  | Y | [5 empty] | 0.7 | Y
17609 | Southern California Edison Co | 57227 | Solar Photovoltaic Project #13 | CA | SAN BERNARDINO | S013F | OP | Solar Photovoltaic | PV | Electric Utility | 1 | 0.5 | 0.5 | 0.5 | 2 | 2015 |  |  |  | Y | [5 empty] | 0.7 | Y
17609 | Southern California Edison Co | 57227 | Solar Photovoltaic Project #13 | CA | SAN BERNARDINO | S013G | OP | Solar Photovoltaic | PV | Electric Utility | 1 | 0.5 | 0.5 | 0.5 | 2 | 2015 |  |  |  | Y | [5 empty] | 0.7 | Y
17609 | Southern California Edison Co | 57229 | Solar Photovoltaic Project #15 | CA | SAN BERNARDINO | S015A | OP | Solar Photovoltaic | PV | Electric Utility | 1 | 0.5 | 0.5 | 0.5 | 1 | 2013 |  |  |  | Y | [5 empty] | 0.6 |  | Y
17609 | Southern California Edison Co | 57229 | Solar Photovoltaic Project #15 | CA | SAN BERNARDINO | S015B | OP | Solar Photovoltaic | PV | Electric Utility | 1 | 0.5 | 0.5 | 0.5 | 1 | 2013 |  |  |  | Y | [5 empty] | 0.6 |  | Y
17609 | Southern California Edison Co | 57229 | Solar Photovoltaic Project #15 | CA | SAN BERNARDINO | S015C | OP | Solar Photovoltaic | PV | Electric Utility | 1 | 0.5 | 0.5 | 0.5 | 1 | 2013 |  |  |  | Y | [5 empty] | 0.6 |  | Y
17609 | Southern California Edison Co | 57229 | Solar Photovoltaic Project #15 | CA | SAN BERNARDINO | S015D | OP | Solar Photovoltaic | PV | Electric Utility | 1 | 0.5 | 0.5 | 0.5 | 1 | 2013 |  |  |  | Y | [5 empty] | 0.6 |  | Y
17609 | Southern California Edison Co | 57229 | Solar Photovoltaic Project #15 | CA | SAN BERNARDINO | S015E | OP | Solar Photovoltaic | PV | Electric Utility | 1 | 0.5 | 0.5 | 0.5 | 1 | 2013 |  |  |  | Y | [5 empty] | 0.6 | Y
17609 | Southern California Edison Co | 57229 | Solar Photovoltaic Project #15 | CA | SAN BERNARDINO | S015F | OP | Solar Photovoltaic | PV | Electric Utility | 1 | 0.5 | 0.5 | 0.5 | 1 | 2013 |  |  |  | Y | [5 empty] | 0.6 | Y
17609 | Southern California Edison Co | 57229 | Solar Photovoltaic Project #15 | CA | SAN BERNARDINO | S015G | OP | Solar Photovoltaic | PV | Electric Utility | 1 | 0.5 | 0.5 | 0.5 | 1 | 2013 |  |  |  | Y | [5 empty] | 0.6 | Y
17609 | Southern California Edison Co | 57230 | Solar Photovoltaic Project #16 | CA | SAN BERNARDINO | S016A | OP | Solar Photovoltaic | PV | Electric Utility | 1 | 0.5 | 0.5 | 0.5 | 2 | 2015 |  |  |  | Y | [5 empty] | 0.6 | Y
17609 | Southern California Edison Co | 57230 | Solar Photovoltaic Project #16 | CA | SAN BERNARDINO | S016B | OP | Solar Photovoltaic | PV | Electric Utility | 1 | 0.5 | 0.5 | 0.5 | 2 | 2015 |  |  |  | Y | [5 empty] | 0.6 | Y
17609 | Southern California Edison Co | 57230 | Solar Photovoltaic Project #16 | CA | SAN BERNARDINO | S016C | OP | Solar Photovoltaic | PV | Electric Utility | 1 | 0.5 | 0.5 | 0.5 | 2 | 2015 |  |  |  | Y | [5 empty] | 0.6 | Y
17609 | Southern California Edison Co | 57231 | Solar Photovoltaic Project #17 | CA | SAN BERNARDINO | S017A | OP | Solar Photovoltaic | PV | Electric Utility | 1 | 0.5 | 0.5 | 0.5 | 1 | 2015 |  |  |  | Y | [5 empty] | 0.6 | Y
17609 | Southern California Edison Co | 57231 | Solar Photovoltaic Project #17 | CA | SAN BERNARDINO | S017B | OP | Solar Photovoltaic | PV | Electric Utility | 1 | 0.5 | 0.5 | 0.5 | 1 | 2015 |  |  |  | Y | [5 empty] | 0.6 | Y
17609 | Southern California Edison Co | 57231 | Solar Photovoltaic Project #17 | CA | SAN BERNARDINO | S017C | OP | Solar Photovoltaic | PV | Electric Utility | 1 | 0.5 | 0.5 | 0.5 | 1 | 2015 |  |  |  | Y | [5 empty] | 0.6 | Y
17609 | Southern California Edison Co | 57231 | Solar Photovoltaic Project #17 | CA | SAN BERNARDINO | S017D | OP | Solar Photovoltaic | PV | Electric Utility | 1 | 0.5 | 0.5 | 0.5 | 1 | 2015 |  |  |  | Y | [5 empty] | 0.6 | Y
17609 | Southern California Edison Co | 57231 | Solar Photovoltaic Project #17 | CA | SAN BERNARDINO | S017E | OP | Solar Photovoltaic | PV | Electric Utility | 1 | 0.5 | 0.5 | 0.5 | 1 | 2015 |  |  |  | Y | [5 empty] | 0.6 | Y
17609 | Southern California Edison Co | 57231 | Solar Photovoltaic Project #17 | CA | SAN BERNARDINO | S017F | OP | Solar Photovoltaic | PV | Electric Utility | 1 | 0.5 | 0.5 | 0.5 | 1 | 2015 |  |  |  | Y | [5 empty] | 0.6 | Y
17609 | Southern California Edison Co | 57231 | Solar Photovoltaic Project #17 | CA | SAN BERNARDINO | S017G | OP | Solar Photovoltaic | PV | Electric Utility | 1 | 0.5 | 0.5 | 0.5 | 1 | 2015 |  |  |  | Y | [5 empty] | 0.6 | Y
17609 | Southern California Edison Co | 57232 | Solar Photovoltaic Project #18 | CA | SAN BERNARDINO | S018A | OP | Solar Photovoltaic | PV | Electric Utility | 1 | 0.5 | 0.5 | 0.5 | 11 | 2012 |  |  |  | Y | [5 empty] | 0.7 | Y
17609 | Southern California Edison Co | 57232 | Solar Photovoltaic Project #18 | CA | SAN BERNARDINO | S018B | OP | Solar Photovoltaic | PV | Electric Utility | 1 | 0.5 | 0.5 | 0.5 | 11 | 2012 |  |  |  | Y | [5 empty] | 0.7 | Y
17609 | Southern California Edison Co | 57232 | Solar Photovoltaic Project #18 | CA | SAN BERNARDINO | S018C | OP | Solar Photovoltaic | PV | Electric Utility | 1 | 0.5 | 0.5 | 0.5 | 11 | 2012 |  |  |  | Y | [5 empty] | 0.7 | Y
17609 | Southern California Edison Co | 57236 | Solar Photovoltaic Project #23 | CA | San Bernardino | S023A | OP | Solar Photovoltaic | PV | Electric Utility | 1 | 0.5 | 0.5 | 0.5 | 1 | 2013 |  |  |  | Y | [5 empty] | 0.8 | Y
17609 | Southern California Edison Co | 57236 | Solar Photovoltaic Project #23 | CA | San Bernardino | S023B | OP | Solar Photovoltaic | PV | Electric Utility | 1 | 0.5 | 0.5 | 0.5 | 1 | 2013 |  |  |  | Y | [5 empty] | 0.8 | Y
17609 | Southern California Edison Co | 57236 | Solar Photovoltaic Project #23 | CA | San Bernardino | S023C | OP | Solar Photovoltaic | PV | Electric Utility | 1 | 0.5 | 0.5 | 0.5 | 1 | 2013 |  |  |  | Y | [5 empty] | 0.8 | Y
17609 | Southern California Edison Co | 57236 | Solar Photovoltaic Project #23 | CA | San Bernardino | S023D | OP | Solar Photovoltaic | PV | Electric Utility | 1 | 0.5 | 0.5 | 0.5 | 1 | 2013 |  |  |  | Y | [5 empty] | 0.8 | Y
17609 | Southern California Edison Co | 57236 | Solar Photovoltaic Project #23 | CA | San Bernardino | S023E | OP | Solar Photovoltaic | PV | Electric Utility | 1 | 0.5 | 0.5 | 0.5 | 1 | 2013 |  |  |  | Y | [5 empty] | 0.8 | Y
17609 | Southern California Edison Co | 57237 | Solar Photovoltaic Project #22 | CA | San Bernardino | S022A | OP | Solar Photovoltaic | PV | Electric Utility | 1 | 0.5 | 0.5 | 0.5 | 8 | 2011 |  |  |  | Y | [5 empty] | 0.8 | Y
17609 | Southern California Edison Co | 57237 | Solar Photovoltaic Project #22 | CA | San Bernardino | S022B | OP | Solar Photovoltaic | PV | Electric Utility | 1 | 0.5 | 0.5 | 0.5 | 8 | 2011 |  |  |  | Y | [5 empty] | 0.8 | Y
17609 | Southern California Edison Co | 57237 | Solar Photovoltaic Project #22 | CA | San Bernardino | S022C | OP | Solar Photovoltaic | PV | Electric Utility | 1 | 0.5 | 0.5 | 0.5 | 8 | 2011 |  |  |  | Y | [5 empty] | 0.8 | Y
17609 | Southern California Edison Co | 57237 | Solar Photovoltaic Project #22 | CA | San Bernardino | S022D | OP | Solar Photovoltaic | PV | Electric Utility | 1 | 0.5 | 0.5 | 0.5 | 8 | 2011 |  |  |  | Y | [5 empty] | 0.8 | Y
17650 | Southern Power Co | 57243 | Cimarron Solar Facility | NM | COLFAX | CIM1 | OP | Solar Photovoltaic | PV | IPP Non-CHP | 2 | 30.6 | 30.6 | 30.6 | 12 | 2010 |  |  |  | Y | [5 empty] | 37.4 |  | Y
17609 | Southern California Edison Co | 57245 | Solar Photovoltaic Project #26 | CA | SAN BERNARDINO | S026A | OP | Solar Photovoltaic | PV | Electric Utility | 1 | 0.5 | 0.5 | 0.5 | 2 | 2015 |  |  |  | Y | [5 empty] | 0.7 | Y
17609 | Southern California Edison Co | 57245 | Solar Photovoltaic Project #26 | CA | SAN BERNARDINO | S026B | OP | Solar Photovoltaic | PV | Electric Utility | 1 | 0.5 | 0.5 | 0.5 | 2 | 2015 |  |  |  | Y | [5 empty] | 0.7 | Y
17609 | Southern California Edison Co | 57245 | Solar Photovoltaic Project #26 | CA | SAN BERNARDINO | S026C | OP | Solar Photovoltaic | PV | Electric Utility | 1 | 0.5 | 0.5 | 0.5 | 2 | 2015 |  |  |  | Y | [5 empty] | 0.7 | Y
17609 | Southern California Edison Co | 57245 | Solar Photovoltaic Project #26 | CA | SAN BERNARDINO | S026D | OP | Solar Photovoltaic | PV | Electric Utility | 1 | 0.5 | 0.5 | 0.5 | 2 | 2015 |  |  |  | Y | [5 empty] | 0.7 | Y
17609 | Southern California Edison Co | 57245 | Solar Photovoltaic Project #26 | CA | SAN BERNARDINO | S026E | OP | Solar Photovoltaic | PV | Electric Utility | 1 | 0.5 | 0.5 | 0.5 | 2 | 2015 |  |  |  | Y | [5 empty] | 0.7 | Y
17609 | Southern California Edison Co | 57245 | Solar Photovoltaic Project #26 | CA | SAN BERNARDINO | S026F | OP | Solar Photovoltaic | PV | Electric Utility | 1 | 0.5 | 0.5 | 0.5 | 2 | 2015 |  |  |  | Y | [5 empty] | 0.7 | Y
17609 | Southern California Edison Co | 57245 | Solar Photovoltaic Project #26 | CA | SAN BERNARDINO | S026G | OP | Solar Photovoltaic | PV | Electric Utility | 1 | 0.5 | 0.5 | 0.5 | 2 | 2015 |  |  |  | Y | [5 empty] | 0.7 | Y
17609 | Southern California Edison Co | 57245 | Solar Photovoltaic Project #26 | CA | SAN BERNARDINO | S026H | OP | Solar Photovoltaic | PV | Electric Utility | 1 | 0.5 | 0.5 | 0.5 | 2 | 2015 |  |  |  | Y | [5 empty] | 0.7 | Y
17609 | Southern California Edison Co | 57245 | Solar Photovoltaic Project #26 | CA | SAN BERNARDINO | S026I | OP | Solar Photovoltaic | PV | Electric Utility | 1 | 0.5 | 0.5 | 0.5 | 2 | 2015 |  |  |  | Y | [5 empty] | 0.7 | Y
17609 | Southern California Edison Co | 57245 | Solar Photovoltaic Project #26 | CA | SAN BERNARDINO | S026J | OP | Solar Photovoltaic | PV | Electric Utility | 1 | 0.5 | 0.5 | 0.5 | 2 | 2015 |  |  |  | Y | [5 empty] | 0.7 | Y
17609 | Southern California Edison Co | 57245 | Solar Photovoltaic Project #26 | CA | SAN BERNARDINO | SO26K | OP | Solar Photovoltaic | PV | Electric Utility | 1 | 0.5 | 0.5 | 0.5 | 2 | 2015 |  |  |  | Y | [5 empty] | 0.7 | Y
17609 | Southern California Edison Co | 57245 | Solar Photovoltaic Project #26 | CA | SAN BERNARDINO | SO26L | OP | Solar Photovoltaic | PV | Electric Utility | 1 | 0.5 | 0.5 | 0.5 | 2 | 2015 |  |  |  | Y | [5 empty] | 0.7 | Y
17609 | Southern California Edison Co | 57246 | Solar Photovoltaic Project #27 | CA | SAN BERNARDINO | S027A | OP | Solar Photovoltaic | PV | Electric Utility | 1 | 0.5 | 0.5 | 0.5 | 2 | 2015 |  |  |  | Y | [5 empty] | 0.7 | Y
17609 | Southern California Edison Co | 57246 | Solar Photovoltaic Project #27 | CA | SAN BERNARDINO | S027B | OP | Solar Photovoltaic | PV | Electric Utility | 1 | 0.5 | 0.5 | 0.5 | 2 | 2015 |  |  |  | Y | [5 empty] | 0.7 | Y
17609 | Southern California Edison Co | 57246 | Solar Photovoltaic Project #27 | CA | SAN BERNARDINO | S027C | OP | Solar Photovoltaic | PV | Electric Utility | 1 | 0.5 | 0.5 | 0.5 | 2 | 2015 |  |  |  | Y | [5 empty] | 0.7 | Y
17609 | Southern California Edison Co | 57246 | Solar Photovoltaic Project #27 | CA | SAN BERNARDINO | S027D | OP | Solar Photovoltaic | PV | Electric Utility | 1 | 0.5 | 0.5 | 0.5 | 2 | 2015 |  |  |  | Y | [5 empty] | 0.7 | Y
17609 | Southern California Edison Co | 57247 | Solar Photovoltaic Project #28 | CA | SAN BERNARDINO | S028A | OP | Solar Photovoltaic | PV | Electric Utility | 1 | 0.5 | 0.5 | 0.5 | 2 | 2015 |  |  |  | Y | [5 empty] | 0.7 | Y
17609 | Southern California Edison Co | 57247 | Solar Photovoltaic Project #28 | CA | SAN BERNARDINO | S028B | OP | Solar Photovoltaic | PV | Electric Utility | 1 | 0.5 | 0.5 | 0.5 | 2 | 2015 |  |  |  | Y | [5 empty] | 0.7 | Y
17609 | Southern California Edison Co | 57247 | Solar Photovoltaic Project #28 | CA | SAN BERNARDINO | S028C | OP | Solar Photovoltaic | PV | Electric Utility | 1 | 0.5 | 0.5 | 0.5 | 2 | 2015 |  |  |  | Y | [5 empty] | 0.7 | Y
17609 | Southern California Edison Co | 57247 | Solar Photovoltaic Project #28 | CA | SAN BERNARDINO | S028D | OP | Solar Photovoltaic | PV | Electric Utility | 1 | 0.5 | 0.5 | 0.5 | 2 | 2015 |  |  |  | Y | [5 empty] | 0.7 | Y
17609 | Southern California Edison Co | 57247 | Solar Photovoltaic Project #28 | CA | SAN BERNARDINO | S028E | OP | Solar Photovoltaic | PV | Electric Utility | 1 | 0.5 | 0.5 | 0.5 | 2 | 2015 |  |  |  | Y | [5 empty] | 0.7 | Y
17609 | Southern California Edison Co | 57247 | Solar Photovoltaic Project #28 | CA | SAN BERNARDINO | S028F | OP | Solar Photovoltaic | PV | Electric Utility | 1 | 0.5 | 0.5 | 0.5 | 2 | 2015 |  |  |  | Y | [5 empty] | 0.7 | Y
17609 | Southern California Edison Co | 57247 | Solar Photovoltaic Project #28 | CA | SAN BERNARDINO | S028G | OP | Solar Photovoltaic | PV | Electric Utility | 1 | 0.5 | 0.5 | 0.5 | 2 | 2015 |  |  |  | Y | [5 empty] | 0.7 | Y
56618 | Victor Valley Community College District | 57254 | Victor Valley CC CPV Solar | CA | SAN BERNARDINO | 1PV | OP | Solar Photovoltaic | PV | Commercial Non-CHP | 4 | 1 | 1 | 1 | 6 | 2010 |  |  | Y | [6 empty] | 1 | Y
56769 | Consolidated Edison Development Inc. | 57256 | PA Solar Park | PA | Carbon | 1 | OP | Solar Photovoltaic | PV | IPP Non-CHP | 2 | 10.1 | 10 | 10 | 10 | 2012 |  | N |  | Y | [5 empty] | 11.5 | Y
11804 | Massachusetts Electric Co | 57265 | Dorchester Solar Site | MA | Suffolk | 1 | OP | Solar Photovoltaic | PV | Electric Utility | 1 | 1 | 1 | 1 | 1 | 2012 |  |  |  | Y | [5 empty] | 1.3 | Y
11804 | Massachusetts Electric Co | 57269 | Haverhill Solar Power Project | MA | ESSEX | 1 | OP | Solar Photovoltaic | PV | Electric Utility | 1 | 1 | 0.8 | 0.5 | 12 | 2010 |  |  |  | Y | [5 empty] | 1 | Y
11804 | Massachusetts Electric Co | 57270 | NEDC Solar Site | MA | Worcester | 1 | OP | Solar Photovoltaic | PV | Electric Utility | 1 | 1 | 0.8 | 0.5 | 6 | 2010 |  |  |  | Y | [5 empty] | 1 | Y
56641 | Tonopah Solar Energy LLC | 57275 | Crescent Dunes Solar Energy | NV | Nye | TSE-1 | OP | Solar Thermal with Energy Storage | CP | IPP Non-CHP | 2 | 125 | 110 | 110 | 11 | 2015 | Y |  | Y |  |  |  | Y
56645 | Aqua America Inc | 57280 | Aqua Ingrams Mill | PA | Chester | 1 | OP | Solar Photovoltaic | PV | IPP Non-CHP | 2 | 1 | 0.4 | 0.3 | 12 | 2009 |  |  |  | Y | [5 empty] | 1.2 | Y
59397 | NRG Solar Alpine | 57295 | Alpine Solar | CA | Los Angeles | 1 | OP | Solar Photovoltaic | PV | IPP Non-CHP | 2 | 66 | 66 | 66 | 2 | 2013 |  |  |  | Y | [5 empty] | 86.4 |  | Y
11208 | Los Angeles Department of Water & Power | 57305 | Adelanto Solar Project | CA | San Bernardino | 1 | OP | Solar Photovoltaic | PV | Electric Utility | 1 | 10 | 10 | 10 | 6 | 2012 |  |  |  | Y | [5 empty] | 11.4 | Y
11208 | Los Angeles Department of Water & Power | 57306 | Pine Tree Solar Project | CA | Kern | 1 | OP | Solar Photovoltaic | PV | Electric Utility | 1 | 8.5 | 8.5 | 8.5 | 3 | 2013 |  |  |  | Y | [5 empty] | 9.8 | Y
11208 | Los Angeles Department of Water & Power | 57310 | 1420 Coil Av #C | CA | Los Angeles | 1 | OP | Solar Photovoltaic | PV | Commercial Non-CHP | 4 | 1.3 | 1.3 | 1.3 | 3 | 2011 |  |  |  | Y | [5 empty] | 1.1 | Y
11208 | Los Angeles Department of Water & Power | 57311 | Occidental College Solar Project | CA | Los Angeles | 1 | OP | Solar Photovoltaic | PV | Commercial Non-CHP | 4 | 1 | 1 | 1 | 2 | 2013 |  |  |  | Y | [5 empty] | 1.2 | Y
11208 | Los Angeles Department of Water & Power | 57313 | Metro Support Services Center Solar | CA | Los Angeles | 1 | OP | Solar Photovoltaic | PV | Commercial Non-CHP | 4 | 1.2 | 1.2 | 1.2 | 4 | 2005 |  |  |  | Y | [5 empty] | 1.2 | Y
11208 | Los Angeles Department of Water & Power | 57314 | Los Angeles Harbor College | CA | Los Angeles | 1 | OP | Solar Photovoltaic | PV | Commercial Non-CHP | 4 | 1.2 | 1.2 | 1.2 | 10 | 2010 |  |  |  | Y | [5 empty] | 2.2 | Y
15399 | Avangrid Renewables Inc | 57317 | San Luis Valley Solar Ranch | CO | Alamosa | 1 | OP | Solar Photovoltaic | PV | IPP Non-CHP | 2 | 35 | 35 | 35 | 12 | 2011 |  | Y | [7 empty] | 35.1 | Y
15399 | Avangrid Renewables Inc | 57318 | Copper Crossing Solar LLC | AZ | GILA | 1 | OP | Solar Photovoltaic | PV | IPP Non-CHP | 2 | 20 | 20 | 20 | 12 | 2011 |  | Y | [7 empty] | 23.7 | Y
56663 | Mayberry Solar LLC | 57321 | Mayberry Solar LLC | NC | SURRY | 1PV | OP | Solar Photovoltaic | PV | IPP Non-CHP | 2 | 1.2 | 1.2 | 1.2 | 10 | 2011 |  |  |  | Y | [5 empty] | 1.4 | Y
56679 | Sierra SunTower LLC | 57323 | Sierra SunTower Solar Gen Station | CA | LOS ANGELES | UNIT1 | OS | Solar Thermal without Energy Storage | ST | IPP Non-CHP | 2 | 7.5 | 3.2 | 2 | 7 | 2009 | Y |  | Y |  |  |  | Y
56681 | Kent County Levy Court Dept of Pub Work | 57330 | Kent County Wastewater Treatment Solar | DE | Kent | 1 | OP | Solar Photovoltaic | PV | IPP Non-CHP | 2 | 1.2 | 1.2 | 1.2 | 3 | 2011 |  |  |  | Y | [5 empty] | 1.2 | Y
56660 | Mojave Solar LLC | 57331 | Mojave Solar Project | CA | San Bernardino | MSP1 | OP | Solar Thermal without Energy Storage | ST | IPP Non-CHP | 2 | 140 | 137.5 | 125 | 12 | 2014 |  | Y |  |  | Y
56660 | Mojave Solar LLC | 57331 | Mojave Solar Project | CA | San Bernardino | MSP2 | OP | Solar Thermal without Energy Storage | ST | IPP Non-CHP | 2 | 140 | 137.5 | 125 | 12 | 2014 |  | Y |  |  | Y
5416 | Duke Energy Carolinas, LLC | 57334 | DE Solar 10240 Old Dowd Rd | NC | Mecklenburg | PV01 | OP | Solar Photovoltaic | PV | Electric Utility | 1 | 1.9 | 1.9 | 1.9 | 9 | 2010 |  |  |  | Y | [5 empty] | 2.2 | Y
5416 | Duke Energy Carolinas, LLC | 57335 | DE Solar 657 Brigham Rd | NC | Guilford | PV01 | OP | Solar Photovoltaic | PV | Electric Utility | 1 | 1.3 | 1.3 | 1.3 | 4 | 2010 |  |  |  | Y | [5 empty] | 1.5 | Y
5416 | Duke Energy Carolinas, LLC | 57336 | DE Solar 1725 Drywall Dr | NC | Gaston | PV01 | OP | Solar Photovoltaic | PV | Electric Utility | 1 | 1 | 1 | 1 | 1 | 2010 |  |  |  | Y | [5 empty] | 1.2 | Y
56673 | White Oak Solar Energy LLC | 57337 | Dover Sun Park | DE | Kent | 1 | OP | Solar Photovoltaic | PV | IPP Non-CHP | 2 | 10 | 10 | 10 | 7 | 2011 |  |  |  | Y | [5 empty] | 11.3 | Y
59400 | NRG Solar Roadrunner | 57338 | Roadrunner Solar | NM | Dona Ana | 1 | OP | Solar Photovoltaic | PV | IPP Non-CHP | 2 | 20.2 | 20 | 20 | 8 | 2011 |  | Y | [7 empty] | 23.8 |  | Y
15477 | Public Service Elec & Gas Co | 57341 | Silver Lake Solar Farm | NJ | Middlesex | SILV | OP | Solar Photovoltaic | PV | Electric Utility | 1 | 1.7 | 1.7 | 1.7 | 10 | 2010 |  |  |  | Y | [5 empty] | 2 | Y
15477 | Public Service Elec & Gas Co | 57352 | Trenton Solar Farm | NJ | Mercer | TREN | OP | Solar Photovoltaic | PV | Electric Utility | 1 | 1 | 1 | 1 | 10 | 2010 |  |  |  | Y | [5 empty] | 1.3 | Y
56700 | Avenal Solar Holdings LLC | 57359 | Avenal Park | CA | KINGS | 1 | OP | Solar Photovoltaic | PV | IPP Non-CHP | 2 | 6 | 6 | 6 | 8 | 2011 |  |  |  | Y | [5 empty] | 7 | Y |  | Y
56700 | Avenal Solar Holdings LLC | 57360 | Sun City Project LLC | CA | KINGS | 1 | OP | Solar Photovoltaic | PV | IPP Non-CHP | 2 | 20 | 20 | 20 | 8 | 2011 |  |  |  | Y | [5 empty] | 25 | Y |  | Y
56700 | Avenal Solar Holdings LLC | 57361 | Sand Drag LLC | CA | KINGS | 1 | OP | Solar Photovoltaic | PV | IPP Non-CHP | 2 | 19 | 19 | 19 | 8 | 2011 |  |  |  | Y | [5 empty] | 24 | Y |  | Y
56701 | The Hankin Group | 57362 | Morgantown Solar Park | PA | BERKS | 1 | OP | Solar Photovoltaic | PV | IPP Non-CHP | 2 | 2 | 1.6 | 1.4 | 11 | 2011 |  |  |  | Y | [5 empty] | 2 | Y
56702 | 510 REPP One LLC | 57363 | 510 REPP One | NC | Northampton | 1 | OP | Solar Photovoltaic | PV | IPP Non-CHP | 2 | 1.3 | 1.3 | 1.3 | 9 | 2014 |  |  |  | Y | [5 empty] | 1.4 | Y
56705 | Pocono International Raceway Inc | 57367 | Pocono Solar Project | PA | Monroe | POCON | OP | Solar Photovoltaic | PV | Commercial Non-CHP | 4 | 3 | 3 | 3 | 8 | 2010 |  | N |  | Y | [5 empty] | 3 |  | Y
56696 | Alamosa Operating Services LLC | 57368 | Cogentrix of Alamosa | CO | Alamosa | 1 | OP | Solar Photovoltaic | PV | IPP Non-CHP | 2 | 30 | 30 | 30 | 4 | 2012 | Y |  | Y |  |  | N |  |  |  | 36.7 | Y
56706 | Chevron Technology Ventures | 57369 | Questa Solar Facility | NM | Taos | QST | OP | Solar Photovoltaic | PV | IPP Non-CHP | 2 | 1 | 1 | 1 | 1 | 2011 |  |  | Y |  |  | N |  |  |  | 1 | Y
57170 | EDF Renewable Asset Holdings, Inc. | 57372 | Bellevue Solar Project | OR | Yamhill | INV-1 | OP | Solar Photovoltaic | PV | IPP Non-CHP | 2 | 1.6 | 1.6 | 1.6 | 10 | 2011 |  |  |  | Y | [5 empty] | 1.7 | Y
59396 | Agua Caliente Solar | 57373 | Agua Caliente Solar Project | AZ | Yuma | AGU1 | OP | Solar Photovoltaic | PV | IPP Non-CHP | 2 | 90.7 | 90.7 | 90.7 | 5 | 2012 |  |  |  | Y | [5 empty] | 116.3 |  | Y
59396 | Agua Caliente Solar | 57373 | Agua Caliente Solar Project | AZ | Yuma | AGU2 | OP | Solar Photovoltaic | PV | IPP Non-CHP | 2 | 136 | 136 | 136 | 12 | 2012 |  |  |  | Y | [5 empty] | 141.6 |  | Y
59396 | Agua Caliente Solar | 57373 | Agua Caliente Solar Project | AZ | Yuma | AGU3 | OP | Solar Photovoltaic | PV | IPP Non-CHP | 2 | 121 | 121 | 121 | 2 | 2014 |  |  |  | Y | [5 empty] | 140.7 |  | Y
56720 | Greater Sandhill I LLC | 57377 | Greater Sandhill I | CO | Alamosa | GS-P1 | OP | Solar Photovoltaic | PV | IPP Non-CHP | 2 | 10 | 10 | 10 | 9 | 2010 |  | Y | [7 empty] | 10.5 | Y
56720 | Greater Sandhill I LLC | 57377 | Greater Sandhill I | CO | Alamosa | GS-P2 | OP | Solar Photovoltaic | PV | IPP Non-CHP | 2 | 9 | 9 | 9 | 12 | 2010 |  | Y | [7 empty] | 9.5 | Y
56722 | AV Solar Ranch 1 LLC | 57378 | AV Solar Ranch One | CA | Los Angeles | AVSR | OP | Solar Photovoltaic | PV | IPP Non-CHP | 2 | 253 | 241.5 | 241.5 | 8 | 2014 |  | Y |  | Y | [5 empty] | 279 |  | Y
15477 | Public Service Elec & Gas Co | 57381 | Linden Solar Farm | NJ | Union | LIND | OP | Solar Photovoltaic | PV | Electric Utility | 1 | 2.7 | 2.7 | 2.7 | 12 | 2010 |  |  |  | Y | [5 empty] | 3.2 | Y
15477 | Public Service Elec & Gas Co | 57382 | Yardville Solar Farm | NJ | Mercer | YARD | OP | Solar Photovoltaic | PV | Electric Utility | 1 | 3.6 | 3.6 | 3.6 | 12 | 2010 |  |  |  | Y | [5 empty] | 4.3 | Y
15477 | Public Service Elec & Gas Co | 57383 | WEA Texas Bayonne | NJ | Hudson | BAYO | OP | Solar Photovoltaic | PV | Electric Utility | 1 | 1.5 | 1.5 | 1.5 | 12 | 2010 |  |  |  | Y | [5 empty] | 1.7 | Y
15477 | Public Service Elec & Gas Co | 57384 | Matrix Buildings A&B (Perth Amboy) Solar | NJ | Middlesex | MATR | OP | Solar Photovoltaic | PV | Electric Utility | 1 | 2.5 | 2.5 | 2.5 | 1 | 2011 |  |  |  | Y | [5 empty] | 2.9 | Y
15477 | Public Service Elec & Gas Co | 57384 | Matrix Buildings A&B (Perth Amboy) Solar | NJ | Middlesex | SWC1 | OP | Solar Photovoltaic | PV | Electric Utility | 1 | 3.5 | 3.5 | 3.5 | 10 | 2012 |  |  |  | Y | [5 empty] | 8.1 | Y
56732 | GlaxoSmithKline Consumer Healthcare L P | 57390 | GSK York RDC Solar Facility | PA | YORK | 1 | OP | Solar Photovoltaic | PV | IPP Non-CHP | 2 | 2.6 | 1.6 | 1 | 12 | 2010 |  |  |  | Y | [5 empty] | 3 | Y
24211 | Tucson Electric Power Co | 57392 | UASTP I | AZ | Pima | UATP1 | OP | Solar Photovoltaic | PV | Electric Utility | 1 | 1.2 | 1.2 | 1.2 | 12 | 2010 |  | Y |  | Y | [5 empty] | 1.6 | Y
56723 | Genesis Solar LLC | 57394 | Genesis Solar Energy Project | CA | Riverside | GEN01 | OP | Solar Thermal without Energy Storage | ST | IPP Non-CHP | 2 | 125 | 125 | 125 | 3 | 2014 | Y | Y |  |  | Y
56723 | Genesis Solar LLC | 57394 | Genesis Solar Energy Project | CA | Riverside | GEN02 | OP | Solar Thermal without Energy Storage | ST | IPP Non-CHP | 2 | 125 | 125 | 125 | 11 | 2013 | Y | Y |  |  | Y
56728 | Dow Jones & Co | 57397 | Dow Jones South Brunswick Solar | NJ | Middlesex | PV01 | OP | Solar Photovoltaic | PV | IPP Non-CHP | 2 | 2.5 | 2.5 | 2 | 12 | 2010 |  |  |  | Y | [5 empty] | 2.5 | Y
56728 | Dow Jones & Co | 57397 | Dow Jones South Brunswick Solar | NJ | Middlesex | PV02 | OP | Solar Photovoltaic | PV | IPP Non-CHP | 2 | 1.6 | 1.6 | 1.6 | 3 | 2011 |  |  |  | Y | [5 empty] | 1.6 | Y
56798 | Taylorsville Solar LLC | 57402 | Taylorsville Solar LLC | NC | Alexander | TAY1 | OP | Solar Photovoltaic | PV | IPP Non-CHP | 2 | 1.2 | 1 | 1 | 10 | 2010 |  | Y | [7 empty] | 1.2 | Y
56741 | Knouse Food Cooperative Inc | 57412 | Knouse Solar Project 1 | PA | Cumberland | 1 | OP | Solar Photovoltaic | PV | Industrial Non-CHP | 6 | 3 | 0.4 | 0.2 | 12 | 2010 |  |  |  | Y | [5 empty] | 3.2 | Y
56751 | Yolo County of | 57422 | Yolo County Solar Project | CA | Yolo | 1 | OP | Solar Photovoltaic | PV | Commercial Non-CHP | 4 | 1 | 1 | 1 | 12 | 2010 |  |  | Y | [6 empty] | 1.1 | Y
56758 | Solar Star North Carolina II LLC | 57435 | Solar Star North Carolina II LLC | NC | Hertford | 1 | OP | Solar Photovoltaic | PV | IPP Non-CHP | 2 | 1.3 | 1 | 1 | 12 | 2011 |  | Y | [7 empty] | 1.5 | Y
56758 | Solar Star North Carolina II LLC | 57435 | Solar Star North Carolina II LLC | NC | Hertford | 2 | OP | Solar Photovoltaic | PV | IPP Non-CHP | 2 | 1.3 | 1 | 1 | 12 | 2011 |  | Y | [7 empty] | 1.5 | Y
56758 | Solar Star North Carolina II LLC | 57435 | Solar Star North Carolina II LLC | NC | Hertford | 3 | OP | Solar Photovoltaic | PV | IPP Non-CHP | 2 | 1.3 | 1 | 1 | 12 | 2011 |  | Y | [7 empty] | 1.5 | Y
56758 | Solar Star North Carolina II LLC | 57435 | Solar Star North Carolina II LLC | NC | Hertford | 4 | OP | Solar Photovoltaic | PV | IPP Non-CHP | 2 | 1.3 | 1 | 1 | 12 | 2011 |  | Y | [7 empty] | 1.5 | Y
56758 | Solar Star North Carolina II LLC | 57435 | Solar Star North Carolina II LLC | NC | Hertford | 5 | OP | Solar Photovoltaic | PV | IPP Non-CHP | 2 | 1.3 | 1 | 1 | 12 | 2011 |  | Y | [7 empty] | 1.5 | Y
56761 | 6th St Solar Park of Gainesville FL | 57438 | 6th St Solar Park of Gainesville FL | FL | Alachua | 1 | OP | Solar Photovoltaic | PV | IPP Non-CHP | 2 | 1.6 | 1.6 | 1.6 | 7 | 2011 |  |  |  | Y | [5 empty] | 2 | Y
56762 | High Plains Ranch II, LLC | 57439 | California Valley Solar Ranch | CA | SAN LUIS OBISPO | HPR2 | OP | Solar Photovoltaic | PV | IPP Non-CHP | 2 | 32.3 | 32.3 | 32.3 | 10 | 2013 |  | Y | N | [6 empty] | 39 | Y
56762 | High Plains Ranch II, LLC | 57439 | California Valley Solar Ranch | CA | SAN LUIS OBISPO | HPR2A | OP | Solar Photovoltaic | PV | IPP Non-CHP | 2 | 21 | 21 | 21 | 9 | 2012 |  | Y | N | [6 empty] | 26.3 | Y
56762 | High Plains Ranch II, LLC | 57439 | California Valley Solar Ranch | CA | SAN LUIS OBISPO | HPR2B | OP | Solar Photovoltaic | PV | IPP Non-CHP | 2 | 86.5 | 86.5 | 86.5 | 1 | 2013 |  | Y | N | [6 empty] | 113.3 | Y
56762 | High Plains Ranch II, LLC | 57439 | California Valley Solar Ranch | CA | SAN LUIS OBISPO | HPR2C | OP | Solar Photovoltaic | PV | IPP Non-CHP | 2 | 70 | 70 | 70 | 10 | 2013 |  | Y | N | [6 empty] | 86.4 | Y
56762 | High Plains Ranch II, LLC | 57439 | California Valley Solar Ranch | CA | SAN LUIS OBISPO | HPR2D | OP | Solar Photovoltaic | PV | IPP Non-CHP | 2 | 40 | 40 | 40 | 1 | 2013 |  | Y | N | [6 empty] | 47.9 | Y
17609 | Southern California Edison Co | 57441 | Solar Photovoltaic Project #42 | CA | TULARE | S42A | OP | Solar Photovoltaic | PV | Electric Utility | 1 | 0.5 | 0.5 | 0.5 | 11 | 2012 |  |  |  | Y | [5 empty] | 0.7 | Y
17609 | Southern California Edison Co | 57441 | Solar Photovoltaic Project #42 | CA | TULARE | S42B | OP | Solar Photovoltaic | PV | Electric Utility | 1 | 0.5 | 0.5 | 0.5 | 11 | 2012 |  |  |  | Y | [5 empty] | 0.7 | Y
17609 | Southern California Edison Co | 57441 | Solar Photovoltaic Project #42 | CA | TULARE | S42C | OP | Solar Photovoltaic | PV | Electric Utility | 1 | 0.5 | 0.5 | 0.5 | 11 | 2012 |  |  |  | Y | [5 empty] | 0.7 | Y
17609 | Southern California Edison Co | 57441 | Solar Photovoltaic Project #42 | CA | TULARE | S42D | OP | Solar Photovoltaic | PV | Electric Utility | 1 | 0.5 | 0.5 | 0.5 | 11 | 2012 |  |  |  | Y | [5 empty] | 0.7 | Y
17609 | Southern California Edison Co | 57441 | Solar Photovoltaic Project #42 | CA | TULARE | S42E | OP | Solar Photovoltaic | PV | Electric Utility | 1 | 0.5 | 0.5 | 0.5 | 11 | 2012 |  |  |  | Y | [5 empty] | 0.7 | Y
17609 | Southern California Edison Co | 57441 | Solar Photovoltaic Project #42 | CA | TULARE | S42F | OP | Solar Photovoltaic | PV | Electric Utility | 1 | 0.5 | 0.5 | 0.5 | 11 | 2012 |  |  |  | Y | [5 empty] | 0.7 | Y
17609 | Southern California Edison Co | 57441 | Solar Photovoltaic Project #42 | CA | TULARE | S42G | OP | Solar Photovoltaic | PV | Electric Utility | 1 | 0.5 | 0.5 | 0.5 | 11 | 2012 |  |  |  | Y | [5 empty] | 0.7 | Y
17609 | Southern California Edison Co | 57441 | Solar Photovoltaic Project #42 | CA | TULARE | S42H | OP | Solar Photovoltaic | PV | Electric Utility | 1 | 0.5 | 0.5 | 0.5 | 11 | 2012 |  |  |  | Y | [5 empty] | 0.7 | Y
17609 | Southern California Edison Co | 57441 | Solar Photovoltaic Project #42 | CA | TULARE | S42I | OP | Solar Photovoltaic | PV | Electric Utility | 1 | 0.5 | 0.5 | 0.5 | 11 | 2012 |  |  |  | Y | [5 empty] | 0.7 | Y
17609 | Southern California Edison Co | 57441 | Solar Photovoltaic Project #42 | CA | TULARE | S42J | OP | Solar Photovoltaic | PV | Electric Utility | 1 | 0.5 | 0.5 | 0.5 | 11 | 2012 |  |  |  | Y | [5 empty] | 0.7 | Y
58720 | Enbridge | 57442 | Silver State Solar Power North | NV | Clark | 56188 | OP | Solar Photovoltaic | PV | IPP Non-CHP | 2 | 52 | 50 | 50 | 5 | 2012 |  |  |  | Y | [5 empty] | 63.5 |  | Y
56769 | Consolidated Edison Development Inc. | 57448 | Pilesgrove | NJ | Salem | PILE | OP | Solar Photovoltaic | PV | IPP Non-CHP | 2 | 18 | 17.7 | 17.7 | 8 | 2011 |  |  |  | Y | [5 empty] | 20 | Y
57271 | NRG Solar Borrego I | 57455 | NRG Solar Borrego I | CA | San Diego | SB1 | OP | Solar Photovoltaic | PV | IPP Non-CHP | 2 | 26 | 26 | 26 | 2 | 2013 |  | Y | [7 empty] | 26.5 | Y
56777 | Avidan Energy Solutions | 57458 | 145 Talmadge Solar | NJ | Middlesex | 1 | OP | Solar Photovoltaic | PV | IPP Non-CHP | 2 | 3.8 | 3.8 | 3.8 | 4 | 2011 |  |  |  | Y | [5 empty] | 4.3 | Y
56779 | Martins Creek Solar NC, LLC | 57461 | Martins Creek Solar NC, LLC | NC | Cherokee | 1 | OP | Solar Photovoltaic | PV | IPP Non-CHP | 2 | 1 | 0.9 | 0.9 | 3 | 2011 |  |  |  | Y | [5 empty] | 1 | Y
56780 | Enfinity BNB Napoleon Solar LLC | 57462 | Napoleon Solar I | OH | Henry | 1 | OP | Solar Photovoltaic | PV | IPP Non-CHP | 2 | 8 | 8 | 8 | 12 | 2011 |  | Y | [7 empty] | 9.8 | Y
56783 | Romark Logistics of PA Inc. | 57465 | Romark PA Solar | PA | Luzerne | 1 | OP | Solar Photovoltaic | PV | IPP Non-CHP | 2 | 1.8 | 1.8 | 1.8 | 11 | 2011 |  |  |  | Y | [5 empty] | 2 | Y
56769 | Consolidated Edison Development Inc. | 57471 | Murray Hill Solar | NJ | Union | MHNJ | OP | Solar Photovoltaic | PV | IPP Non-CHP | 2 | 1 | 1 | 1 | 5 | 2011 |  | Y | [7 empty] | 1 | Y
56769 | Consolidated Edison Development Inc. | 57473 | Dartmouth Solar | MA | Bristol | DSMA | OP | Solar Photovoltaic | PV | IPP Non-CHP | 2 | 1.6 | 1.6 | 1.6 | 3 | 2011 |  |  |  | Y | [5 empty] | 2 | Y
56795 | Chittenden County Solar Partners LLC | 57481 | Chittenden County Solar Partners | VT | Chittenden | 01 | OP | Solar Photovoltaic | PV | IPP Non-CHP | 2 | 2.2 | 2.2 | 2.2 | 5 | 2011 |  |  | Y | [6 empty] | 2.2 | Y
56769 | Consolidated Edison Development Inc. | 57485 | Flemington Solar | NJ | Hunterdon | FSNJ | OP | Solar Photovoltaic | PV | IPP Non-CHP | 2 | 8 | 7.9 | 7.9 | 12 | 2011 |  |  |  | Y | [5 empty] | 10 | Y
56769 | Consolidated Edison Development Inc. | 57486 | Frenchtown I Solar | NJ | Hunterdon | F1NJ | OP | Solar Photovoltaic | PV | IPP Non-CHP | 2 | 3 | 3 | 3 | 1 | 2012 |  |  |  | Y | [5 empty] | 3.5 | Y
56769 | Consolidated Edison Development Inc. | 57487 | Frenchtown II Solar | NJ | Hunterdon | F2NJ | OP | Solar Photovoltaic | PV | IPP Non-CHP | 2 | 3 | 3 | 3 | 12 | 2011 |  |  |  | Y | [5 empty] | 3.5 | Y
56769 | Consolidated Edison Development Inc. | 57488 | Lebanon Solar | NJ | Hunterdon | LSNJ | OP | Solar Photovoltaic | PV | IPP Non-CHP | 2 | 2 | 2 | 2 | 12 | 2011 |  |  |  | Y | [5 empty] | 2.5 | Y
56819 | CSOLAR IV South LLC | 57490 | Imperial Solar Energy Center South | CA | Imperial | 56819 | OP | Solar Photovoltaic | PV | IPP Non-CHP | 2 | 128.9 | 128.9 | 128.9 | 11 | 2013 |  |  |  | Y | [5 empty] | 172.2 |  | Y
56816 | Masser Farms Realty Ltd | 57494 | Masser Farms Realty Solar | PA | Schuylkill | MFRS | OP | Solar Photovoltaic | PV | IPP Non-CHP | 2 | 1 | 1 | 0.7 | 5 | 2011 |  |  |  | Y | [5 empty] | 1.2 | Y
14328 | Pacific Gas & Electric Co | 57497 | Stroud Solar Station | CA | Fresno | 1 | OP | Solar Photovoltaic | PV | Electric Utility | 1 | 20 | 20 | 20 | 9 | 2011 |  |  |  | Y | [5 empty] | 24.6 | Y
14328 | Pacific Gas & Electric Co | 57498 | Five Points Solar Station | CA | Fresno | 1 | OP | Solar Photovoltaic | PV | Electric Utility | 1 | 15 | 15 | 15 | 9 | 2011 |  |  |  | Y | [5 empty] | 17.6 | Y
14328 | Pacific Gas & Electric Co | 57499 | Westside Solar Station | CA | Fresno | 1 | OP | Solar Photovoltaic | PV | Electric Utility | 1 | 15 | 15 | 15 | 8 | 2011 |  |  |  | Y | [5 empty] | 18.5 | Y
56827 | FRV SI Transport Solar LP | 57506 | FRV SI Transport Solar LP | CA | Sacramento | SEIM | OP | Solar Photovoltaic | PV | IPP Non-CHP | 2 | 1 | 1 | 1 | 8 | 2010 |  |  |  | Y | [5 empty] | 1.2 | Y
56828 | RV CSU Power II LLC | 57507 | RV CSU Power II LLC | CO | Larimer | CSUII | OP | Solar Photovoltaic | PV | Commercial Non-CHP | 4 | 3 | 3 | 3 | 12 | 2010 |  |  |  | Y | [5 empty] | 3.3 | Y
56830 | Carson Solar 1 LLC | 57509 | Carson Solar I | CO | El Paso | 1 | OP | Solar Photovoltaic | PV | IPP Non-CHP | 2 | 2 | 1.5 | 1.4 | 12 | 2007 |  |  |  | Y | [5 empty] | 2 | Y
56856 | Trexlertown Solar Array North and South | 57519 | Trexlertown Solar Array North and South | PA | Lehigh | GEN1 | OP | Solar Photovoltaic | PV | Industrial Non-CHP | 6 | 1.9 | 1.9 | 1.4 | 6 | 2011 |  |  |  | Y | [5 empty] | 2 |  |  | Y
14328 | Pacific Gas & Electric Co | 57521 | Giffen | CA | Fresno | 1 | OP | Solar Photovoltaic | PV | Electric Utility | 1 | 10 | 10 | 10 | 6 | 2012 |  |  |  | Y | [5 empty] | 13.1 | Y
14328 | Pacific Gas & Electric Co | 57522 | Cantua Solar Station | CA | Fresno | 1 | OP | Solar Photovoltaic | PV | Electric Utility | 1 | 20 | 20 | 20 | 6 | 2012 |  |  |  | Y | [5 empty] | 26.3 | Y
14328 | Pacific Gas & Electric Co | 57523 | Huron Solar Station | CA | Fresno | 1 | OP | Solar Photovoltaic | PV | Electric Utility | 1 | 20 | 20 | 20 | 6 | 2012 |  |  |  | Y | [5 empty] | 26.8 | Y
56857 | SunE M5C Holdings LLC | 57524 | Roger Road WWTP | AZ | Pima | 1 | OP | Solar Photovoltaic | PV | IPP Non-CHP | 2 | 1.1 | 0.9 | 0.9 | 8 | 2010 |  | Y | [7 empty] | 1.1 | Y
56863 | Kapaa Solar LLC | 57525 | Kapaa Photovoltaic Project | HI | Kauai | KSPV | OP | Solar Photovoltaic | PV | IPP Non-CHP | 2 | 1 | 1 | 1 | 12 | 2010 |  |  |  | Y | [5 empty] | 1.2 | Y
17609 | Southern California Edison Co | 57534 | Solar Photovoltaic Project #32 | CA | San Bernardino | S32A | OP | Solar Photovoltaic | PV | Electric Utility | 1 | 0.5 | 0.5 | 0.5 | 2 | 2015 |  |  |  | Y | [5 empty] | 0.6 | Y
17609 | Southern California Edison Co | 57534 | Solar Photovoltaic Project #32 | CA | San Bernardino | S32B | OP | Solar Photovoltaic | PV | Electric Utility | 1 | 0.5 | 0.5 | 0.5 | 2 | 2015 |  |  |  | Y | [5 empty] | 0.6 | Y
17609 | Southern California Edison Co | 57534 | Solar Photovoltaic Project #32 | CA | San Bernardino | S32C | OP | Solar Photovoltaic | PV | Electric Utility | 1 | 0.5 | 0.5 | 0.5 | 2 | 2015 |  |  |  | Y | [5 empty] | 0.6 | Y
17609 | Southern California Edison Co | 57535 | Solar Photovoltaic Project #33 | CA | San Bernardino | S33A | OP | Solar Photovoltaic | PV | Electric Utility | 1 | 0.5 | 0.5 | 0.5 | 1 | 2015 |  |  |  | Y | [5 empty] | 0.6 | Y
17609 | Southern California Edison Co | 57535 | Solar Photovoltaic Project #33 | CA | San Bernardino | S33B | OP | Solar Photovoltaic | PV | Electric Utility | 1 | 0.5 | 0.5 | 0.5 | 1 | 2015 |  |  |  | Y | [5 empty] | 0.6 | Y
17609 | Southern California Edison Co | 57540 | Solar Photovoltaic Project #44 | CA | Riverside | S44A | OP | Solar Photovoltaic | PV | Electric Utility | 1 | 0.5 | 0.5 | 0.5 | 2 | 2015 |  |  |  | Y | [5 empty] | 0.6 | Y
17609 | Southern California Edison Co | 57540 | Solar Photovoltaic Project #44 | CA | Riverside | S44B | OP | Solar Photovoltaic | PV | Electric Utility | 1 | 0.5 | 0.5 | 0.5 | 2 | 2015 |  |  |  | Y | [5 empty] | 0.6 | Y
17609 | Southern California Edison Co | 57540 | Solar Photovoltaic Project #44 | CA | Riverside | S44C | OP | Solar Photovoltaic | PV | Electric Utility | 1 | 0.5 | 0.5 | 0.5 | 2 | 2015 |  |  |  | Y | [5 empty] | 0.6 | Y
17609 | Southern California Edison Co | 57540 | Solar Photovoltaic Project #44 | CA | Riverside | S44D | OP | Solar Photovoltaic | PV | Electric Utility | 1 | 0.5 | 0.5 | 0.5 | 2 | 2015 |  |  |  | Y | [5 empty] | 0.6 | Y
17609 | Southern California Edison Co | 57540 | Solar Photovoltaic Project #44 | CA | Riverside | S44E | OP | Solar Photovoltaic | PV | Electric Utility | 1 | 0.5 | 0.5 | 0.5 | 2 | 2015 |  |  |  | Y | [5 empty] | 0.6 | Y
17609 | Southern California Edison Co | 57540 | Solar Photovoltaic Project #44 | CA | Riverside | S44F | OP | Solar Photovoltaic | PV | Electric Utility | 1 | 0.5 | 0.5 | 0.5 | 2 | 2015 |  |  |  | Y | [5 empty] | 0.6 | Y
17609 | Southern California Edison Co | 57540 | Solar Photovoltaic Project #44 | CA | Riverside | S44G | OP | Solar Photovoltaic | PV | Electric Utility | 1 | 0.5 | 0.5 | 0.5 | 2 | 2015 |  |  |  | Y | [5 empty] | 0.6 | Y
17609 | Southern California Edison Co | 57540 | Solar Photovoltaic Project #44 | CA | Riverside | S44H | OP | Solar Photovoltaic | PV | Electric Utility | 1 | 0.5 | 0.5 | 0.5 | 2 | 2015 |  |  |  | Y | [5 empty] | 0.6 | Y
17609 | Southern California Edison Co | 57540 | Solar Photovoltaic Project #44 | CA | Riverside | S44I | OP | Solar Photovoltaic | PV | Electric Utility | 1 | 0.5 | 0.5 | 0.5 | 2 | 2015 |  |  |  | Y | [5 empty] | 0.6 | Y
17609 | Southern California Edison Co | 57540 | Solar Photovoltaic Project #44 | CA | Riverside | S44J | OP | Solar Photovoltaic | PV | Electric Utility | 1 | 0.5 | 0.5 | 0.5 | 2 | 2015 |  |  |  | Y | [5 empty] | 0.6 | Y
17609 | Southern California Edison Co | 57540 | Solar Photovoltaic Project #44 | CA | Riverside | S44K | OP | Solar Photovoltaic | PV | Electric Utility | 1 | 0.5 | 0.5 | 0.5 | 2 | 2015 |  |  |  | Y | [5 empty] | 0.6 | Y
17609 | Southern California Edison Co | 57540 | Solar Photovoltaic Project #44 | CA | Riverside | S44L | OP | Solar Photovoltaic | PV | Electric Utility | 1 | 0.5 | 0.5 | 0.5 | 2 | 2015 |  |  |  | Y | [5 empty] | 0.6 | Y
17609 | Southern California Edison Co | 57540 | Solar Photovoltaic Project #44 | CA | Riverside | S44M | OP | Solar Photovoltaic | PV | Electric Utility | 1 | 0.5 | 0.5 | 0.5 | 2 | 2015 |  |  |  | Y | [5 empty] | 0.6 | Y
17609 | Southern California Edison Co | 57540 | Solar Photovoltaic Project #44 | CA | Riverside | S44N | OP | Solar Photovoltaic | PV | Electric Utility | 1 | 0.5 | 0.5 | 0.5 | 2 | 2015 |  |  |  | Y | [5 empty] | 0.6 | Y
17609 | Southern California Edison Co | 57540 | Solar Photovoltaic Project #44 | CA | Riverside | S44O | OP | Solar Photovoltaic | PV | Electric Utility | 1 | 0.5 | 0.5 | 0.5 | 2 | 2015 |  |  |  | Y | [5 empty] | 0.6 | Y
17609 | Southern California Edison Co | 57540 | Solar Photovoltaic Project #44 | CA | Riverside | S44P | OP | Solar Photovoltaic | PV | Electric Utility | 1 | 0.5 | 0.5 | 0.5 | 2 | 2015 |  |  |  | Y | [5 empty] | 0.6 | Y
56892 | Solar Star Colorado II LLC | 57554 | AFA Solar Farm | CO | El Paso | AFA1 | OP | Solar Photovoltaic | PV | IPP Non-CHP | 2 | 5.5 | 5.5 | 5.5 | 3 | 2011 |  | Y | [7 empty] | 6 | Y
19728 | UNS Electric, Inc | 57556 | La Senita | AZ | Mohave | 1 | OP | Solar Photovoltaic | PV | Electric Utility | 1 | 1 | 1 | 1 | 11 | 2011 |  |  |  | Y | [5 empty] | 1.2 | Y
56902 | RE SFCity1, LP | 57559 | Sunset Reservoir North Basin | CA | San Francisco | 1 | OP | Solar Photovoltaic | PV | IPP Non-CHP | 2 | 4.5 | 4.5 | 4.5 | 9 | 2010 |  |  |  | Y | [5 empty] | 5 | Y
803 | Arizona Public Service Co | 57560 | Chino Solar Valley | AZ | Yavapai | PV1 | OP | Solar Photovoltaic | PV | Electric Utility | 1 | 19 | 19 | 19 | 12 | 2012 |  | Y | [7 empty] | 21 | Y
803 | Arizona Public Service Co | 57561 | Cotton Center Solar | AZ | Maricopa | PV1 | OP | Solar Photovoltaic | PV | Electric Utility | 1 | 17 | 17 | 17 | 11 | 2011 |  | Y | [7 empty] | 21 | Y
803 | Arizona Public Service Co | 57562 | Paloma Solar | AZ | Maricopa | PV1 | OP | Solar Photovoltaic | PV | Electric Utility | 1 | 17.6 | 17.6 | 17.6 | 9 | 2011 |  | Y | [7 empty] | 22.5 |  | Y
803 | Arizona Public Service Co | 57563 | Hyder Solar | AZ | Yuma | PV1 | OP | Solar Photovoltaic | PV | Electric Utility | 1 | 17 | 17 | 17 | 11 | 2011 |  | Y | [7 empty] | 18.8 | Y
803 | Arizona Public Service Co | 57563 | Hyder Solar | AZ | Yuma | PV2 | OP | Solar Photovoltaic | PV | Electric Utility | 1 | 5 | 5 | 5 | 2 | 2012 |  | Y | [7 empty] | 5 | Y
56904 | RP-Orlando, LLC | 57565 | RP-Orlando, LLC | FL | Orange | 1 | OP | Solar Photovoltaic | PV | IPP Non-CHP | 2 | 5.1 | 5.1 | 5.1 | 12 | 2011 |  | Y | [7 empty] | 5.9 | Y
59300 | PNM Resources | 57567 | Albuquerque Solar Energy Center | NM | Bernalillo | ASEC1 | OP | Solar Photovoltaic | PV | Electric Utility | 1 | 2 | 2 | 2 | 4 | 2011 |  |  |  | Y | [5 empty] | 2.4 |  | Y
59300 | PNM Resources | 57571 | Los Lunas Solar Energy Center | NM | Valencia | LLSEC | OP | Solar Photovoltaic | PV | Electric Utility | 1 | 5 | 5 | 5 | 6 | 2011 |  |  |  | Y | [5 empty] | 6.4 |  | Y
59300 | PNM Resources | 57571 | Los Lunas Solar Energy Center | NM | Valencia | LMS2 | OP | Solar Photovoltaic | PV | Electric Utility | 1 | 2 | 2 | 2 | 10 | 2013 |  |  |  | Y | [5 empty] | 2.5 |  | Y
56915 | Solar Star New Jersey IV, LLC | 57574 | ETS Ewing Solar Facility | NJ | Mercer | ETS1 | OP | Solar Photovoltaic | PV | IPP Non-CHP | 2 | 1.3 | 1.3 | 1.3 | 6 | 2010 |  |  |  | Y | [5 empty] | 1.4 | Y
59300 | PNM Resources | 57575 | Deming Solar Energy Center | NM | Luna | DSEC | OP | Solar Photovoltaic | PV | Electric Utility | 1 | 5 | 5 | 5 | 8 | 2011 |  |  |  | Y | [5 empty] | 6.2 |  | Y
59300 | PNM Resources | 57575 | Deming Solar Energy Center | NM | Luna | HON2 | OP | Solar Photovoltaic | PV | Electric Utility | 1 | 4 | 4 | 4 | 11 | 2013 |  |  |  | Y | [5 empty] | 5 |  | Y
59300 | PNM Resources | 57576 | Las Vegas Solar Energy Center | NM | San Miguel | LVSEC | OP | Solar Photovoltaic | PV | Electric Utility | 1 | 5 | 5 | 5 | 11 | 2011 |  |  |  | Y | [5 empty] | 6.4 |  | Y
59300 | PNM Resources | 57577 | Alamogordo Solar Energy Center | NM | Otero | AGSEC | OP | Solar Photovoltaic | PV | Electric Utility | 1 | 5 | 4.9 | 4.9 | 10 | 2011 |  |  |  | Y | [5 empty] | 6.4 |  | Y
17573 | South San Joaquin Irr District | 57579 | Robert O Schulz Solar Farm | CA | Stanislaus | 1 | OP | Solar Photovoltaic | PV | Electric Utility | 1 | 0.9 | 0.9 | 0.9 | 5 | 2008 |  |  | Y | [6 empty] | 1.2 | Y
17573 | South San Joaquin Irr District | 57579 | Robert O Schulz Solar Farm | CA | Stanislaus | 2 | OP | Solar Photovoltaic | PV | Electric Utility | 1 | 0.4 | 0.4 | 0.4 | 5 | 2009 |  |  | Y | [6 empty] | 0.4 |  | Y
15477 | Public Service Elec & Gas Co | 57588 | Matrix Stults Road Solar Facility | NJ | Middlesex | STULT | OP | Solar Photovoltaic | PV | Electric Utility | 1 | 2.6 | 2.6 | 2.6 | 6 | 2011 |  |  |  | Y | [5 empty] | 3 | Y
56924 | Long Island Solar Farm LLC | 57589 | Long Island Solar Farm LLC | NY | SUFFOLK | 9WUBN | OP | Solar Photovoltaic | PV | IPP Non-CHP | 2 | 31.5 | 31.5 | 31.5 | 12 | 2011 |  |  |  | Y | [5 empty] | 37.7 | Y
56926 | Hatch Solar Energy Center I, LLC | 57591 | Hatch Solar Energy Center I, LLC | NM | Dona Ana | 1 | OP | Solar Photovoltaic | PV | IPP Non-CHP | 2 | 5 | 5 | 5 | 6 | 2011 | Y |  | Y |  |  | N |  |  |  | 4.7 | Y |  |  |  |  | N
56971 | 500 Virginia Solar, LP | 57640 | 500 Virginia Solar | PA | Montgomery | 1 | OP | Solar Photovoltaic | PV | IPP Non-CHP | 2 | 1 | 1 | 1 | 7 | 2011 | N |  |  | Y | [5 empty] | 1 | Y
56974 | Denver Airport Solar, LLC | 57645 | City & County of Denver at Denver Int'l | CO | Adams | PV1 | OP | Solar Photovoltaic | PV | IPP Non-CHP | 2 | 3.4 | 3.4 | 3.4 | 6 | 2011 |  |  |  | Y | [5 empty] | 4.5 | Y
56975 | Constellation Solar Maryland, LLC | 57646 | McCormick & Co. Inc. at Belcamp | MD | Harford | PV1 | OP | Solar Photovoltaic | PV | IPP Non-CHP | 2 | 1.4 | 1.4 | 1.4 | 12 | 2010 |  |  |  | Y | [5 empty] | 1.8 | Y
56976 | Constellation Solar New Jersey II, LLC | 57647 | Toys R Us- DE, Inc. at Mt. Olive, NJ | NJ | Morris | PV1 | OP | Solar Photovoltaic | PV | IPP Non-CHP | 2 | 4.1 | 4.1 | 4.1 | 12 | 2011 |  |  |  | Y | [5 empty] | 5.4 |  |  | Y
56980 | Regulus Solar, LLC | 57650 | Regulus Solar Project | CA | Kern | FRV4 | OP | Solar Photovoltaic | PV | IPP Non-CHP | 2 | 60 | 60 | 60 | 11 | 2014 |  | Y | [7 empty] | 81.6 | Y
17650 | Southern Power Co | 57651 | FRV Cygnus Solar Project | CA | KERN | FRV3 | OP | Solar Photovoltaic | PV | IPP Non-CHP | 2 | 20 | 20 | 20 | 5 | 2014 |  | Y | [7 empty] | 26 | Y
57170 | EDF Renewable Asset Holdings, Inc. | 57652 | Yamhill Solar LLC | OR | Yamhill | 1 | OP | Solar Photovoltaic | PV | IPP Non-CHP | 2 | 1 | 1 | 1 | 10 | 2011 |  |  |  | Y | [5 empty] | 1.2 | Y
56982 | Kern Community College District | 57655 | Bakersfield College Solar 01 | CA | Kern | BC01 | OP | Solar Photovoltaic | PV | Commercial Non-CHP | 4 | 1.1 | 1.1 | 1.1 | 11 | 2010 |  | Y | [7 empty] | 1 | Y
56984 | Temescal Canyon RV, LLC | 57656 | Temescal Canyon RV, LLC | CA | Riverside | 1 | OP | Solar Photovoltaic | PV | IPP Non-CHP | 2 | 1.5 | 1.5 | 1.5 | 5 | 2011 |  |  |  | Y | [5 empty] | 1.5 | Y
59398 | NRG Solar Avra Valley | 57657 | Avra Valley Solar | AZ | Pima | 1 | OP | Solar Photovoltaic | PV | IPP Non-CHP | 2 | 26.5 | 25 | 25 | 1 | 2013 |  | Y | [7 empty] | 26.5 |  | Y
56990 | NJR Clean Energy Ventures Corporation | 57660 | Vineland Mays Landing Solar | NJ | Cumberland | VNLND | OP | Solar Photovoltaic | PV | IPP Non-CHP | 2 | 4.3 | 4.3 | 4.3 | 10 | 2011 |  | Y |  | N | [5 empty] | 4.1 | Y
56990 | NJR Clean Energy Ventures Corporation | 57661 | Manalapan Village Solar | NJ | Monmouth | MANVL | OP | Solar Photovoltaic | PV | IPP Non-CHP | 2 | 3.5 | 3.5 | 3.5 | 12 | 2011 |  |  |  | Y | [5 empty] | 3.6 | Y
56990 | NJR Clean Energy Ventures Corporation | 57662 | McGraw Hill Solar | NJ | Mercer | MCGRH | OP | Solar Photovoltaic | PV | IPP Non-CHP | 2 | 12 | 12 | 12 | 12 | 2011 |  |  |  | Y | [5 empty] | 14.1 | Y
56993 | SBS Energy Partners LLC | 57667 | Seabrook Solar Plant | NJ | Cumberland | SBS1 | OP | Solar Photovoltaic | PV | IPP Non-CHP | 2 | 3.2 | 3.2 | 3.2 | 3 | 2011 |  |  |  | Y | [5 empty] | 3.2 | Y
56994 | Carlisle Area School District | 57668 | CASD Solar | PA | Cumberland | CASDE | OP | Solar Photovoltaic | PV | Commercial Non-CHP | 4 | 0.9 | 0.9 | 0.9 | 10 | 2010 |  |  | Y | Y | [5 empty] | 0.9 | Y
56994 | Carlisle Area School District | 57668 | CASD Solar | PA | Cumberland | CASDW | OP | Solar Photovoltaic | PV | Commercial Non-CHP | 4 | 0.4 | 0.4 | 0.4 | 10 | 2010 |  |  | Y | Y | [5 empty] | 0.4 | Y
56995 | Sacramento PV Energy, LLC | 57669 | SMUD at Grundman | CA | Sacramento | PV1 | OP | Solar Photovoltaic | PV | IPP Non-CHP | 2 | 17 | 17 | 17 | 12 | 2011 |  |  |  | Y | [5 empty] | 21.9 |  | Y
56995 | Sacramento PV Energy, LLC | 57670 | SMUD at Van Conett | CA | Sacramento | PV1 | OP | Solar Photovoltaic | PV | IPP Non-CHP | 2 | 2.9 | 2.9 | 2.9 | 12 | 2011 |  |  |  | Y | [5 empty] | 3.7 |  | Y
56995 | Sacramento PV Energy, LLC | 57671 | SMUD at Fleshman | CA | Sacramento | PV1 | OP | Solar Photovoltaic | PV | IPP Non-CHP | 2 | 2.9 | 2.9 | 2.9 | 12 | 2011 |  |  |  | Y | [5 empty] | 3.7 |  | Y
56998 | Macys Corporate Services, Inc | 57673 | Macys Goodyear | AZ | Maricopa | 1 | OP | Solar Photovoltaic | PV | IPP Non-CHP | 2 | 3.5 | 3.5 | 3.5 | 12 | 2010 |  |  |  | Y | [5 empty] | 3.5 | Y
56999 | Western Massachusetts Electric Company | 57674 | Indian Orchard PV Facility | MA | Hampden | 1 | OP | Solar Photovoltaic | PV | Electric Utility | 1 | 2.3 | 2.3 | 2.3 | 12 | 2011 |  |  |  | Y | [5 empty] | 2.3 | Y
56999 | Western Massachusetts Electric Company | 57676 | Silver Lake Solar Photovoltaic Facility | MA | Berkshire | 1 | OP | Solar Photovoltaic | PV | Electric Utility | 1 | 1.8 | 1.8 | 1.8 | 12 | 2010 |  |  |  | Y | [5 empty] | 1.8 | Y
57001 | Murphy Farm Power, LLC | 57677 | Murphy Farm Power, LLC | NC | Cherokee | 1 | OP | Solar Photovoltaic | PV | IPP Non-CHP | 2 | 1 | 0.9 | 0.9 | 5 | 2011 |  |  |  | Y | [5 empty] | 1 | Y
57004 | Arlington Valley Solar Energy II LLC | 57680 | Arlington Valley Solar Energy II | AZ | Maricopa | AVSE1 | OP | Solar Photovoltaic | PV | IPP Non-CHP | 2 | 19 | 18.5 | 18.5 | 4 | 2013 |  | Y |  | N | [5 empty] | 26.1 | Y
57004 | Arlington Valley Solar Energy II LLC | 57680 | Arlington Valley Solar Energy II | AZ | Maricopa | AVSE2 | OP | Solar Photovoltaic | PV | IPP Non-CHP | 2 | 28 | 27.3 | 27.3 | 4 | 2013 |  | Y |  | N | [5 empty] | 38.5 | Y
57004 | Arlington Valley Solar Energy II LLC | 57680 | Arlington Valley Solar Energy II | AZ | Maricopa | AVSE3 | OP | Solar Photovoltaic | PV | IPP Non-CHP | 2 | 28 | 27.3 | 27.3 | 5 | 2013 |  | Y |  | N | [5 empty] | 38.4 | Y
57004 | Arlington Valley Solar Energy II LLC | 57680 | Arlington Valley Solar Energy II | AZ | Maricopa | AVSE4 | OP | Solar Photovoltaic | PV | IPP Non-CHP | 2 | 26 | 25 | 25 | 8 | 2013 |  | Y |  | N | [5 empty] | 33.5 | Y
57004 | Arlington Valley Solar Energy II LLC | 57680 | Arlington Valley Solar Energy II | AZ | Maricopa | AVSE5 | OP | Solar Photovoltaic | PV | IPP Non-CHP | 2 | 28 | 27.3 | 27.3 | 8 | 2013 |  | Y |  | N | [5 empty] | 38.4 | Y
57005 | SunE NLB-2, LLC | 57681 | City of Boulder WWTP | CO | Boulder | 1 | OP | Solar Photovoltaic | PV | IPP Non-CHP | 2 | 1 | 0.9 | 0.9 | 6 | 2010 |  |  |  | Y | [5 empty] | 1 | Y
57006 | SunE GIL1, LLC | 57682 | City of Madera WWTP | CA | Madera | 1 | OP | Solar Photovoltaic | PV | IPP Non-CHP | 2 | 1.2 | 1 | 1 | 9 | 2009 |  |  | Y | [6 empty] | 1.2 | Y
57007 | SunE WF3-ST Holdings, LLC | 57683 | Staples La Mirada, CA | CA | Los Angeles | 1 | OP | Solar Photovoltaic | PV | IPP Non-CHP | 2 | 1.1 | 0.9 | 0.9 | 3 | 2009 |  |  |  | Y | [5 empty] | 1.1 | Y
59184 | Humphrey Realty | 57685 | Rinehart | FL | Seminole | 1 | OP | Solar Photovoltaic | PV | IPP Non-CHP | 2 | 10 | 10 | 10 | 6 | 2011 |  |  |  | Y | [5 empty] | 10 | Y
57011 | CS Murphy Point, LLC | 57687 | CS Murphy Point, LLC | NC | Cherokee | 1 | OP | Solar Photovoltaic | PV | IPP Non-CHP | 2 | 1 | 0.9 | 0.9 | 8 | 2011 |  |  |  | Y | [5 empty] | 1 | Y
57017 | DOE National Renewable Energy Laboratory | 57692 | DOE Golden NWTC Load Side | CO | Jefferson | SEPV | OP | Solar Photovoltaic | PV | Commercial Non-CHP | 4 | 1.1 | 1.1 | 1.1 | 10 | 2009 |  |  |  | Y | [5 empty] | 1.1 | Y
57017 | DOE National Renewable Energy Laboratory | 57694 | DOE Golden NREL Main Campus | CO | Jefferson | MESA | OP | Solar Photovoltaic | PV | Commercial Non-CHP | 4 | 0.7 | 0.7 | 0.7 | 12 | 2008 |  | Y | [7 empty] | 0.7 | Y
57017 | DOE National Renewable Energy Laboratory | 57694 | DOE Golden NREL Main Campus | CO | Jefferson | PARKG | OP | Solar Photovoltaic | PV | Commercial Non-CHP | 4 | 1.2 | 1.2 | 1.2 | 3 | 2013 |  | Y | [7 empty] | 1.2 | Y
57017 | DOE National Renewable Energy Laboratory | 57694 | DOE Golden NREL Main Campus | CO | Jefferson | PARKL | OP | Solar Photovoltaic | PV | Commercial Non-CHP | 4 | 0.5 | 0.5 | 0.5 | 9 | 2011 |  | Y | [7 empty] | 0.5 | Y
57017 | DOE National Renewable Energy Laboratory | 57694 | DOE Golden NREL Main Campus | CO | Jefferson | RSF1 | OP | Solar Photovoltaic | PV | Commercial Non-CHP | 4 | 0.5 | 0.5 | 0.5 | 12 | 2010 |  | Y | [7 empty] | 0.4 | Y
57017 | DOE National Renewable Energy Laboratory | 57694 | DOE Golden NREL Main Campus | CO | Jefferson | RSF2 | OP | Solar Photovoltaic | PV | Commercial Non-CHP | 4 | 0.4 | 0.4 | 0.4 | 2 | 2012 |  | Y | [7 empty] | 0.4 | Y
57017 | DOE National Renewable Energy Laboratory | 57694 | DOE Golden NREL Main Campus | CO | Jefferson | STF | OP | Solar Photovoltaic | PV | Commercial Non-CHP | 4 | 0.1 | 0.1 | 0.1 | 6 | 2009 |  | Y | [7 empty] | 0.1 | Y
59874 | Topaz Solar Farms LLC | 57695 | Topaz Solar Farm | CA | San Luis Obispo | TPZ1 | OP | Solar Photovoltaic | PV | IPP Non-CHP | 2 | 129.8 | 129.8 | 129.8 | 4 | 2013 |  |  |  | Y | [5 empty] | 166.5 |  | Y
59874 | Topaz Solar Farms LLC | 57695 | Topaz Solar Farm | CA | San Luis Obispo | TPZ2 | OP | Solar Photovoltaic | PV | IPP Non-CHP | 2 | 151.2 | 151.2 | 151.2 | 6 | 2013 |  |  |  | Y | [5 empty] | 190.8 |  | Y
59874 | Topaz Solar Farms LLC | 57695 | Topaz Solar Farm | CA | San Luis Obispo | TPZ3 | OP | Solar Photovoltaic | PV | IPP Non-CHP | 2 | 102.1 | 102.1 | 102.1 | 1 | 2014 |  |  |  | Y | [5 empty] | 129.9 |  | Y
59874 | Topaz Solar Farms LLC | 57695 | Topaz Solar Farm | CA | San Luis Obispo | TPZ4 | OP | Solar Photovoltaic | PV | IPP Non-CHP | 2 | 90.3 | 90.3 | 90.3 | 11 | 2014 |  |  |  | Y | [5 empty] | 118 |  | Y
59874 | Topaz Solar Farms LLC | 57695 | Topaz Solar Farm | CA | San Luis Obispo | TPZ5 | OP | Solar Photovoltaic | PV | IPP Non-CHP | 2 | 112.5 | 112.5 | 112.5 | 10 | 2014 |  |  |  | Y | [5 empty] | 152.7 |  | Y
57022 | Solar Power Inc. | 57697 | Aerojet I | CA | Sacramento | 1 | OP | Solar Photovoltaic | PV | IPP Non-CHP | 2 | 3 | 3 | 3 | 12 | 2009 |  | Y | [7 empty] | 3 | Y
57022 | Solar Power Inc. | 57698 | Aerojet II | CA | Sacramento | 1 | OP | Solar Photovoltaic | PV | IPP Non-CHP | 2 | 2.7 | 2.7 | 2.7 | 6 | 2010 |  | Y | [7 empty] | 2.7 | Y
57021 | FRV AE Solar LLC | 57699 | Webberville Solar Project | TX | Travis | AES1 | OP | Solar Photovoltaic | PV | IPP Non-CHP | 2 | 30 | 30 | 30 | 12 | 2011 |  | Y | [7 empty] | 35 | Y
57030 | Mesquite Solar 1, LLC | 57707 | Mesquite Solar 1 | AZ | Maricopa | 1 | OP | Solar Photovoltaic | PV | IPP Non-CHP | 2 | 16 | 16 | 16 | 11 | 2011 |  |  |  | Y | [5 empty] | 22.5 | Y
57030 | Mesquite Solar 1, LLC | 57707 | Mesquite Solar 1 | AZ | Maricopa | 10 | OP | Solar Photovoltaic | PV | IPP Non-CHP | 2 | 12 | 12 | 12 | 10 | 2012 |  |  |  | Y | [5 empty] | 15.2 | Y
57030 | Mesquite Solar 1, LLC | 57707 | Mesquite Solar 1 | AZ | Maricopa | 11 | OP | Solar Photovoltaic | PV | IPP Non-CHP | 2 | 16 | 16 | 16 | 10 | 2012 |  |  |  | Y | [5 empty] | 22.5 | Y
57030 | Mesquite Solar 1, LLC | 57707 | Mesquite Solar 1 | AZ | Maricopa | 12 | OP | Solar Photovoltaic | PV | IPP Non-CHP | 2 | 16 | 16 | 16 | 12 | 2012 |  |  |  | Y | [5 empty] | 22.5 | Y
57030 | Mesquite Solar 1, LLC | 57707 | Mesquite Solar 1 | AZ | Maricopa | 2 | OP | Solar Photovoltaic | PV | IPP Non-CHP | 2 | 16 | 16 | 16 | 1 | 2012 |  |  |  | Y | [5 empty] | 22.5 | Y
57030 | Mesquite Solar 1, LLC | 57707 | Mesquite Solar 1 | AZ | Maricopa | 3 | OP | Solar Photovoltaic | PV | IPP Non-CHP | 2 | 10 | 10 | 10 | 12 | 2011 |  |  |  | Y | [5 empty] | 14.1 | Y
57030 | Mesquite Solar 1, LLC | 57707 | Mesquite Solar 1 | AZ | Maricopa | 4 | OP | Solar Photovoltaic | PV | IPP Non-CHP | 2 | 16 | 16 | 16 | 5 | 2012 |  |  |  | Y | [5 empty] | 22.5 | Y
57030 | Mesquite Solar 1, LLC | 57707 | Mesquite Solar 1 | AZ | Maricopa | 5 | OP | Solar Photovoltaic | PV | IPP Non-CHP | 2 | 16 | 16 | 16 | 6 | 2012 |  |  |  | Y | [5 empty] | 22.5 | Y
57030 | Mesquite Solar 1, LLC | 57707 | Mesquite Solar 1 | AZ | Maricopa | 6 | OP | Solar Photovoltaic | PV | IPP Non-CHP | 2 | 8 | 8 | 8 | 8 | 2012 |  |  |  | Y | [5 empty] | 11.3 | Y
57030 | Mesquite Solar 1, LLC | 57707 | Mesquite Solar 1 | AZ | Maricopa | 7 | OP | Solar Photovoltaic | PV | IPP Non-CHP | 2 | 16 | 16 | 16 | 9 | 2012 |  |  |  | Y | [5 empty] | 21.9 | Y
57030 | Mesquite Solar 1, LLC | 57707 | Mesquite Solar 1 | AZ | Maricopa | 8 | OP | Solar Photovoltaic | PV | IPP Non-CHP | 2 | 12 | 12 | 12 | 10 | 2012 |  |  |  | Y | [5 empty] | 15.6 | Y
57030 | Mesquite Solar 1, LLC | 57707 | Mesquite Solar 1 | AZ | Maricopa | 9 | OP | Solar Photovoltaic | PV | IPP Non-CHP | 2 | 16 | 16 | 16 | 10 | 2012 |  |  |  | Y | [5 empty] | 22 | Y
57170 | EDF Renewable Asset Holdings, Inc. | 57708 | Catalina Solar LLC | CA | Kern | INV | OP | Solar Photovoltaic | PV | IPP Non-CHP | 2 | 110 | 110 | 110 | 12 | 2012 |  |  |  | Y | [5 empty] | 143 |  | Y
24211 | Tucson Electric Power Co | 57717 | UASTP II | AZ | Pima | UATP2 | OP | Solar Photovoltaic | PV | Electric Utility | 1 | 4 | 4 | 4 | 1 | 2012 |  | Y |  | Y | [5 empty] | 5 | Y |  |  |  |  | N
57022 | Solar Power Inc. | 57722 | North Palm Springs 4A | CA | Riverside | 1 | OP | Solar Photovoltaic | PV | IPP Non-CHP | 2 | 4 | 4 | 4 | 10 | 2012 |  | Y | [7 empty] | 4 | Y
56976 | Constellation Solar New Jersey II, LLC | 57723 | Johnson Matthey, Inc. Solar | NJ | Gloucester | PV1 | OP | Solar Photovoltaic | PV | IPP Non-CHP | 2 | 4 | 4 | 4 | 3 | 2011 |  | Y | [7 empty] | 5.2 | Y
15477 | Public Service Elec & Gas Co | 57724 | NJMC Landfill | NJ | Hudson | NJMC | OP | Solar Photovoltaic | PV | Electric Utility | 1 | 2.5 | 2.5 | 2.5 | 12 | 2011 |  |  |  | Y | [5 empty] | 3 | Y
15477 | Public Service Elec & Gas Co | 57726 | Summit Associates | NJ | Middlesex | SUMA | OP | Solar Photovoltaic | PV | Electric Utility | 1 | 1.9 | 1.9 | 1.9 | 12 | 2011 |  |  |  | Y | [5 empty] | 2.2 | Y
15477 | Public Service Elec & Gas Co | 57727 | BlackRock-Matrix | NJ | Middlesex | BLAR | OP | Solar Photovoltaic | PV | Electric Utility | 1 | 2.5 | 2.5 | 2.5 | 3 | 2012 |  |  |  | Y | [5 empty] | 3 | Y
15477 | Public Service Elec & Gas Co | 57728 | Mill Creek Solar | NJ | Burlington | MILLC | OP | Solar Photovoltaic | PV | Electric Utility | 1 | 3.5 | 3.5 | 3.5 | 12 | 2011 |  |  |  | Y | [5 empty] | 3.8 |  |  |  | Y
57044 | Constellation Solar New Jersey, LLC | 57733 | Benjamin Moore & Co. Solar | NJ | Morris | PV1 | OP | Solar Photovoltaic | PV | Commercial Non-CHP | 4 | 1.4 | 1.4 | 1.4 | 12 | 2010 |  |  |  | Y | [5 empty] | 1.8 | Y
57049 | NFI Solar LLC | 57734 | Cherry Hill | NJ | Camden | CH | OP | Solar Photovoltaic | PV | IPP Non-CHP | 2 | 1.1 | 1.1 | 1.1 | 3 | 2010 |  |  |  | Y | [5 empty] | 1.3 | Y
57055 | SunE SPS1, LLC | 57736 | SPS1 Dollarhide | NM | Lea | 1 | OP | Solar Photovoltaic | PV | IPP Non-CHP | 2 | 10 | 10 | 10 | 9 | 2011 |  | Y | [7 empty] | 10.7 | Y
57056 | SunE SPS2, LLC | 57737 | SPS2 Jal | NM | Lea | 1 | OP | Solar Photovoltaic | PV | IPP Non-CHP | 2 | 10 | 10 | 10 | 9 | 2011 |  | Y | [7 empty] | 10.8 | Y
57057 | SunE SPS3, LLC | 57738 | SPS3 Lea | NM | Lea | 1 | OP | Solar Photovoltaic | PV | IPP Non-CHP | 2 | 10 | 10 | 10 | 11 | 2011 |  | Y | [7 empty] | 10.6 | Y
57059 | SunE SPS4, LLC | 57739 | SPS4 Monument | NM | Lea | 1 | OP | Solar Photovoltaic | PV | IPP Non-CHP | 2 | 10.1 | 10.1 | 10.1 | 12 | 2011 |  | Y | [7 empty] | 10.8 | Y
57058 | SunE SPS5, LLC | 57740 | SPS5 Hopi | NM | Eddy | 1 | OP | Solar Photovoltaic | PV | IPP Non-CHP | 2 | 10.1 | 10.1 | 10.1 | 12 | 2011 |  | Y | [7 empty] | 10.9 | Y
57049 | NFI Solar LLC | 57742 | Vineland Headquarters | NJ | Cumberland | VHQ | OP | Solar Photovoltaic | PV | IPP Non-CHP | 2 | 1.1 | 1.1 | 1.1 | 6 | 2011 |  |  |  | Y | [5 empty] | 1.3 | Y
57022 | Solar Power Inc. | 57743 | North Palm Springs 1A | CA | Riverside | 1 | OP | Solar Photovoltaic | PV | IPP Non-CHP | 2 | 2.5 | 2.4 | 2.4 | 4 | 2012 |  | Y | [7 empty] | 2.4 | Y
57044 | Constellation Solar New Jersey, LLC | 57745 | The City of Vineland at West Vineland | NJ | Cumberland | PV1 | OP | Solar Photovoltaic | PV | IPP Non-CHP | 2 | 3.7 | 3.7 | 3.7 | 10 | 2011 |  |  |  | Y | [5 empty] | 4.8 | Y
57044 | Constellation Solar New Jersey, LLC | 57746 | The City of Vineland at North Vineland | NJ | Cumberland | PV1 | OP | Solar Photovoltaic | PV | IPP Non-CHP | 2 | 2.3 | 2.3 | 2.3 | 10 | 2011 |  |  |  | Y | [5 empty] | 3 | Y
57052 | NRG Solar Arrowhead LLC | 57747 | FedEx Field Solar Facility | MD | Prince Georges | 1 | OP | Solar Photovoltaic | PV | IPP Non-CHP | 2 | 2 | 2 | 2 | 9 | 2011 |  |  |  | Y | [5 empty] | 1.9 | Y
57049 | NFI Solar LLC | 57750 | Maple Solar | NJ | Cumberland | P1 | OP | Solar Photovoltaic | PV | IPP Non-CHP | 2 | 1.6 | 1.6 | 1.6 | 5 | 2011 |  |  |  | Y | [5 empty] | 2 | Y
57049 | NFI Solar LLC | 57750 | Maple Solar | NJ | Cumberland | P2 | OP | Solar Photovoltaic | PV | IPP Non-CHP | 2 | 0.8 | 0.8 | 0.8 | 9 | 2011 |  |  |  | Y | [5 empty] | 1 | Y
56995 | Sacramento PV Energy, LLC | 57753 | SMUD at Lawrence | CA | Sacramento | PV1 | OP | Solar Photovoltaic | PV | IPP Non-CHP | 2 | 1 | 1 | 1 | 12 | 2011 |  |  |  | Y | [5 empty] | 1.2 |  | Y
57065 | Constellation Solar Horizons LLC | 57758 | Mount Saint Mary's | MD | Frederick | PV1 | OP | Solar Photovoltaic | PV | IPP Non-CHP | 2 | 13.7 | 13.7 | 13.7 | 7 | 2012 |  |  |  | Y | [5 empty] | 16 |  | Y
57073 | Solar Star California XV, LLC | 57764 | Naval Air Weapons Station China Lake | CA | Kern | 1 | OP | Solar Photovoltaic | PV | Commercial Non-CHP | 4 | 11.1 | 11.1 | 11.1 | 9 | 2012 |  | N | [7 empty] | 13.8 | Y
58863 | Main Street Power | 57765 | Arizona Western College PV | AZ | Yuma | SFC | OP | Solar Photovoltaic | PV | IPP Non-CHP | 2 | 1 | 1 | 1 | 11 | 2011 | Y |  | Y | [6 empty] | 1 | Y
58863 | Main Street Power | 57765 | Arizona Western College PV | AZ | Yuma | SHP | OP | Solar Photovoltaic | PV | IPP Non-CHP | 2 | 0.9 | 0.9 | 0.9 | 11 | 2011 |  | Y | [7 empty] | 0.9 |  |  | Y
58863 | Main Street Power | 57765 | Arizona Western College PV | AZ | Yuma | SOLEG | OP | Solar Photovoltaic | PV | IPP Non-CHP | 2 | 1 | 1 | 1 | 4 | 2015 |  |  |  | Y | [5 empty] | 1.3 | Y
58863 | Main Street Power | 57765 | Arizona Western College PV | AZ | Yuma | STE | OP | Solar Photovoltaic | PV | IPP Non-CHP | 2 | 0.9 | 0.9 | 0.9 | 11 | 2011 |  | Y | [7 empty] | 0.9 | Y
58863 | Main Street Power | 57765 | Arizona Western College PV | AZ | Yuma | SWD | OP | Solar Photovoltaic | PV | IPP Non-CHP | 2 | 0.9 | 0.9 | 0.9 | 11 | 2011 |  | Y | [7 empty] | 0.9 | Y
57078 | Ecogy Pennsylvania Systems LLC | 57768 | Longwood Gardens | PA | Chester | 1 | OP | Solar Photovoltaic | PV | IPP Non-CHP | 2 | 1.3 | 1.3 | 1.3 | 5 | 2010 |  |  |  | Y | [5 empty] | 1.6 | Y
57081 | WGL Energy Systems, Inc | 57772 | Perdue Bridgeville Photovoltaic | DE | Sussex | BRID | OP | Solar Photovoltaic | PV | IPP Non-CHP | 2 | 1.3 | 1.3 | 1.3 | 7 | 2011 |  | N |  | Y | [5 empty] | 1.6 | Y
58315 | SSA Solar of CA 2 LLC | 57773 | Palo Verde College | CA | Riverside | 1 | OP | Solar Photovoltaic | PV | Commercial Non-CHP | 4 | 1.2 | 1.2 | 1.2 | 8 | 2009 |  | Y | [7 empty] | 1.2 | Y
11556 | Brookfield Energy Marketing LP | 57775 | Kingman 1 | AZ | Mohave | PV | OP | Solar Photovoltaic | PV | IPP Non-CHP | 2 | 0.5 | 0.5 | 0.5 | 9 | 2011 |  | Y | [7 empty] | 0.5 | Y
58316 | SSA Solar of NJ LLC | 57776 | FedEx Woodbridge | NJ | Middlesex | 1 | OP | Solar Photovoltaic | PV | IPP Non-CHP | 2 | 2.4 | 2.4 | 2.4 | 12 | 2009 |  | N |  | Y | [5 empty] | 2.4 | Y
57087 | RE Dillard LLC | 57777 | RE Dillard 1 | CA | Sacramento | DL1 | OP | Solar Photovoltaic | PV | IPP Non-CHP | 2 | 3 | 3 | 3 | 1 | 2012 |  | Y | [7 empty] | 3.8 | Y
57090 | RE Kammerer LLC | 57778 | RE Kammerer 1 | CA | Sacramento | KAM1 | OP | Solar Photovoltaic | PV | IPP Non-CHP | 2 | 5 | 5 | 5 | 1 | 2012 |  | Y | [7 empty] | 6.2 | Y
57087 | RE Dillard LLC | 57779 | RE Dillard 2 | CA | Sacramento | DIL2 | OP | Solar Photovoltaic | PV | IPP Non-CHP | 2 | 3 | 3 | 3 | 1 | 2012 |  | Y | [7 empty] | 3.8 | Y
57090 | RE Kammerer LLC | 57780 | RE Kammerer 2 | CA | Sacramento | KAM2 | OP | Solar Photovoltaic | PV | IPP Non-CHP | 2 | 5 | 5 | 5 | 2 | 2012 |  | Y | [7 empty] | 6.2 | Y
57087 | RE Dillard LLC | 57781 | RE Dillard 3 | CA | Sacramento | DIL3 | OP | Solar Photovoltaic | PV | IPP Non-CHP | 2 | 3 | 3 | 3 | 1 | 2012 |  | Y | [7 empty] | 3.8 | Y
57090 | RE Kammerer LLC | 57782 | RE Kammerer 3 | CA | Sacramento | KAM3 | OP | Solar Photovoltaic | PV | IPP Non-CHP | 2 | 5 | 5 | 5 | 2 | 2012 |  | Y | [7 empty] | 6.2 | Y
57093 | RE Bruceville LLC | 57783 | RE Bruceville 1 | CA | Sacramento | BRU1 | OP | Solar Photovoltaic | PV | IPP Non-CHP | 2 | 5 | 5 | 5 | 1 | 2012 |  | Y | [7 empty] | 6.2 | Y
57093 | RE Bruceville LLC | 57784 | RE Bruceville 2 | CA | Sacramento | BRU2 | OP | Solar Photovoltaic | PV | IPP Non-CHP | 2 | 5 | 5 | 5 | 2 | 2012 |  | Y | [7 empty] | 6.2 | Y
57093 | RE Bruceville LLC | 57785 | RE Bruceville 3 | CA | Sacramento | BRU3 | OP | Solar Photovoltaic | PV | IPP Non-CHP | 2 | 5 | 5 | 5 | 2 | 2012 |  | Y | [7 empty] | 6.2 | Y
57107 | RE Bagdad Solar 1 LLC | 57790 | RE Bagdad Solar I LLC | AZ | Yavapai | 1 | OP | Solar Photovoltaic | PV | IPP Non-CHP | 2 | 16.6 | 15 | 15 | 12 | 2011 |  | Y | [7 empty] | 16.6 | Y
57112 | RE Ajo 1 LLC | 57795 | RE Ajo 1 LLC | AZ | Pima | 1 | OP | Solar Photovoltaic | PV | IPP Non-CHP | 2 | 4.5 | 4.5 | 4.5 | 8 | 2011 |  | Y | [7 empty] | 5 | Y
57104 | Golden Springs Development Company LLC | 57796 | Golden Springs Building C-1 | CA | Los Angeles | 1 | OP | Solar Photovoltaic | PV | IPP Non-CHP | 2 | 1.2 | 1.2 | 1.2 | 2 | 2012 |  |  |  | Y | [5 empty] | 1.3 | Y
57104 | Golden Springs Development Company LLC | 57797 | Golden Springs Building D | CA | Los Angeles | 1 | OP | Solar Photovoltaic | PV | IPP Non-CHP | 2 | 1.3 | 1.3 | 1.3 | 3 | 2012 |  |  |  | Y | [5 empty] | 1.4 | Y
57113 | ISH Solar Central, LLC | 57799 | ISH Solar Central, LLC | NJ | Monmouth | 1 | OP | Solar Photovoltaic | PV | IPP Non-CHP | 2 | 1.4 | 1.4 | 1.4 | 10 | 2011 |  |  |  | Y | [5 empty] | 4.4 | Y
57124 | Nautilus Solar WPU LLC | 57805 | William Paterson University | NJ | Passaic | WPU1 | OP | Solar Photovoltaic | PV | Commercial Non-CHP | 4 | 1.4 | 1.4 | 1.4 | 10 | 2010 |  |  |  | Y | [5 empty] | 1.4 | Y
57087 | RE Dillard LLC | 57806 | RE Dillard 4 | CA | Sacramento | DIL4 | OP | Solar Photovoltaic | PV | IPP Non-CHP | 2 | 0.4 | 0.4 | 0.4 | 1 | 2012 |  |  |  | Y | [5 empty] | 0.5 | Y
57130 | Janssen Pharmaceutical Co | 57815 | Titusville Solar | NJ | Mercer | PV1 | OP | Solar Photovoltaic | PV | Commercial Non-CHP | 4 | 4.1 | 4.1 | 4.1 | 9 | 2010 | N | Y |  | N | N |  |  |  |  | 4.1 | Y |  | Y
57114 | RE McKenzie LLC | 57816 | RE McKenzie 1 | CA | Sacramento | MCK1 | OP | Solar Photovoltaic | PV | IPP Non-CHP | 2 | 5 | 5 | 5 | 11 | 2012 |  | Y | [7 empty] | 9.4 | Y
57114 | RE McKenzie LLC | 57817 | RE McKenzie 2 | CA | Sacramento | MCK2 | OP | Solar Photovoltaic | PV | IPP Non-CHP | 2 | 5 | 5 | 5 | 11 | 2012 |  | Y | [7 empty] | 9.4 | Y
57114 | RE McKenzie LLC | 57818 | RE McKenzie 3 | CA | Sacramento | MCK3 | OP | Solar Photovoltaic | PV | IPP Non-CHP | 2 | 5 | 5 | 5 | 11 | 2012 |  | Y | [7 empty] | 9.4 | Y
57114 | RE McKenzie LLC | 57819 | RE McKenzie 4 | CA | Sacramento | MCK4 | OP | Solar Photovoltaic | PV | IPP Non-CHP | 2 | 5 | 5 | 5 | 11 | 2012 |  | Y | [7 empty] | 9.4 | Y
57114 | RE McKenzie LLC | 57820 | RE McKenzie 5 | CA | Sacramento | MCK5 | OP | Solar Photovoltaic | PV | IPP Non-CHP | 2 | 5 | 5 | 5 | 11 | 2012 |  | Y | [7 empty] | 9.4 | Y
57114 | RE McKenzie LLC | 57821 | RE McKenzie 6 | CA | Sacramento | MCK6 | OP | Solar Photovoltaic | PV | IPP Non-CHP | 2 | 5 | 5 | 5 | 11 | 2012 |  | Y | [7 empty] | 6.3 | Y
58661 | Sustainable Power Group, LLC | 57827 | Dinuba Wastewater Treatment Plant | CA | Tulare | DSPV | OP | Solar Photovoltaic | PV | Commercial Non-CHP | 4 | 1 | 1 | 1 | 11 | 2011 |  |  |  | Y | [5 empty] | 1.2 | Y
57154 | Heliocentric LLC | 57831 | Heliocentric | CA | Los Angeles | 1 | OP | Solar Photovoltaic | PV | IPP Non-CHP | 2 | 1.5 | 1.3 | 1.5 | 3 | 2012 |  |  |  | Y | [5 empty] | 1.7 | Y
57159 | L-8 Solar Project LLC | 57836 | L-8 Solar Project | CA | Los Angeles | TSM | OP | Solar Photovoltaic | PV | IPP Non-CHP | 2 | 1.5 | 1.3 | 1.5 | 5 | 2012 |  |  |  | Y | [5 empty] | 1.7 | Y
56769 | Consolidated Edison Development Inc. | 57838 | Dartmouth II Solar | MA | Bristol | D2MA | OP | Solar Photovoltaic | PV | IPP Non-CHP | 2 | 2 | 2 | 2 | 6 | 2012 |  |  |  | Y | [5 empty] | 2.5 | Y
57167 | ISH Solar Hospitals LLC | 57840 | ISH Solar Hospital SDMC | CA | San Diego | 1 | OP | Solar Photovoltaic | PV | IPP Non-CHP | 2 | 1.1 | 1.1 | 1.1 | 12 | 2011 |  |  |  | Y | [5 empty] | 6 | Y
57167 | ISH Solar Hospitals LLC | 57841 | ISH Solar Hospital Downey | CA | Los Angeles | 1 | OP | Solar Photovoltaic | PV | IPP Non-CHP | 2 | 1.1 | 1.1 | 1.1 | 9 | 2011 |  |  |  | Y | [5 empty] | 6 | Y
57176 | WC Landfill Energy LLC | 57848 | WC Landfill Energy LLC | NJ | Warren | SOLAR | OP | Solar Photovoltaic | PV | IPP Non-CHP | 2 | 1.2 | 1.2 | 1.2 | 9 | 2013 |  |  |  | Y | [5 empty] | 1.2 | Y
57177 | SEAI Elk Grove LLC | 57849 | Green Acres Solar Facility 1 | CA | Sacramento | GASF1 | OP | Solar Photovoltaic | PV | IPP Non-CHP | 2 | 3 | 2.8 | 2 | 9 | 2012 |  | Y | [7 empty] | 3.6 | Y
57177 | SEAI Elk Grove LLC | 57850 | Green Acres Solar Facility 2 | CA | Sacramento | GASF2 | OP | Solar Photovoltaic | PV | IPP Non-CHP | 2 | 1 | 0.9 | 0.7 | 9 | 2012 |  | Y | [7 empty] | 1.2 | Y
56918 | University of California San Diego | 57856 | Univ of California San Diego Solar | CA | San Diego | SGU1 | OP | Solar Photovoltaic | PV | Commercial Non-CHP | 4 | 1.2 | 1.2 | 1.2 | 12 | 2008 | N |  |  | Y | [5 empty] | 1.2 | Y
57194 | City of Industry | 57860 | Industry MetroLink PV 1 | CA | Los Angeles | 1 | OP | Solar Photovoltaic | PV | Electric Utility | 1 | 1.5 | 1.5 | 1.5 | 4 | 2012 |  |  |  | Y | [5 empty] | 2 | Y
56997 | Marina Energy LLC | 57863 | McKee City Solar Phase 2 | NJ | Atlantic | UNIT1 | OP | Solar Photovoltaic | PV | IPP Non-CHP | 2 | 2.6 | 2.6 | 2.6 | 12 | 2011 |  |  |  | Y | [5 empty] | 2.6 | Y
56997 | Marina Energy LLC | 57864 | Stockton Athletic Center | NJ | Atlantic | 2LOT7 | OP | Solar Photovoltaic | PV | Commercial Non-CHP | 4 | 0.5 | 0.5 | 0.5 | 10 | 2009 |  |  |  | Y | [5 empty] | 0.5 | Y
56997 | Marina Energy LLC | 57864 | Stockton Athletic Center | NJ | Atlantic | LOT7 | OP | Solar Photovoltaic | PV | Commercial Non-CHP | 4 | 0.2 | 0.2 | 0.2 | 4 | 2009 |  |  |  | Y | [5 empty] | 0.2 | Y
56997 | Marina Energy LLC | 57864 | Stockton Athletic Center | NJ | Atlantic | LOT7B | OP | Solar Photovoltaic | PV | Commercial Non-CHP | 4 | 0.2 | 0.2 | 0.2 | 4 | 2009 |  |  |  | Y | [5 empty] | 0.2 | Y
56997 | Marina Energy LLC | 57864 | Stockton Athletic Center | NJ | Atlantic | SAC | OP | Solar Photovoltaic | PV | Commercial Non-CHP | 4 | 0.3 | 0.3 | 0.3 | 2 | 2009 |  |  |  | Y | [5 empty] | 0.3 | Y
56997 | Marina Energy LLC | 57868 | L'Oreal Piscataway | NJ | Middlesex | UNIT1 | OP | Solar Photovoltaic | PV | Industrial Non-CHP | 6 | 1.3 | 1.3 | 1.3 | 12 | 2011 |  |  |  | Y | [5 empty] | 1 | Y
56997 | Marina Energy LLC | 57869 | Heller Industrial Parks | NJ | Middlesex | UNIT1 | OP | Solar Photovoltaic | PV | IPP Non-CHP | 2 | 2.7 | 2.7 | 2.7 | 12 | 2011 |  |  |  | Y | [5 empty] | 2.7 | Y
57213 | Castle Rock Cooling | 57870 | Castle Rock Vineyards | CA | Tulare | SOLAR | OP | Solar Photovoltaic | PV | Commercial Non-CHP | 4 | 1 | 1 | 1 | 9 | 2010 |  |  |  | Y | [5 empty] | 1.1 | Y
11208 | Los Angeles Department of Water & Power | 57871 | 2555 E Olympic Bl | CA | Los Angeles | 1 | OP | Solar Photovoltaic | PV | Commercial Non-CHP | 4 | 1 | 1 | 1 | 3 | 2012 |  |  |  | Y | [5 empty] | 1.2 | Y
57081 | WGL Energy Systems, Inc | 57879 | Perdue Salisbury Photovoltaic | MD | Wicomico | SALI | OP | Solar Photovoltaic | PV | IPP Non-CHP | 2 | 1 | 1 | 1 | 9 | 2011 |  |  |  | Y | [5 empty] | 1.2 | Y
15248 | Portland General Electric Co | 57882 | Baldock Solar Highway | OR | Clackamas | BSH1 | OP | Solar Photovoltaic | PV | Electric Utility | 1 | 1.7 | 1.7 | 1.7 | 1 | 2012 |  |  |  | Y | [5 empty] | 1.7 | Y
57219 | Siete Solar LLC | 57883 | Queen Creek Solar Farm | AZ | Maricopa | GEN1 | OP | Solar Photovoltaic | PV | IPP Non-CHP | 2 | 19 | 18.6 | 18.6 | 10 | 2012 |  | Y | [7 empty] | 25.2 | Y
14328 | Pacific Gas & Electric Co | 57891 | Guernsey Solar Station | CA | Kings | 1 | OP | Solar Photovoltaic | PV | Electric Utility | 1 | 20 | 20 | 20 | 8 | 2013 |  | Y | [7 empty] | 25.5 | Y
14328 | Pacific Gas & Electric Co | 57892 | Gates Solar Station | CA | Fresno | 1 | OP | Solar Photovoltaic | PV | Electric Utility | 1 | 20 | 20 | 20 | 6 | 2013 |  |  |  | Y | [5 empty] | 27.7 | Y
57262 | Kern County Water Agency | 57895 | Improvement Dst No. 4 | CA | Kern | ID4 | OP | Solar Photovoltaic | PV | Commercial Non-CHP | 4 | 1.1 | 1.1 | 1.1 | 1 | 2009 |  | Y |  | Y | [5 empty] | 1.2 | Y
17609 | Southern California Edison Co | 57900 | Solar Photovoltaic Project #48 | CA | San Bernardino | S48A | OP | Solar Photovoltaic | PV | Electric Utility | 1 | 0.5 | 0.5 | 0.5 | 2 | 2015 |  |  |  | Y | [5 empty] | 0.7 | Y
17609 | Southern California Edison Co | 57900 | Solar Photovoltaic Project #48 | CA | San Bernardino | S48B | OP | Solar Photovoltaic | PV | Electric Utility | 1 | 0.5 | 0.5 | 0.5 | 2 | 2015 |  |  |  | Y | [5 empty] | 0.7 | Y
17609 | Southern California Edison Co | 57900 | Solar Photovoltaic Project #48 | CA | San Bernardino | S48C | OP | Solar Photovoltaic | PV | Electric Utility | 1 | 0.5 | 0.5 | 0.5 | 2 | 2015 |  |  |  | Y | [5 empty] | 0.7 | Y
17609 | Southern California Edison Co | 57900 | Solar Photovoltaic Project #48 | CA | San Bernardino | S48D | OP | Solar Photovoltaic | PV | Electric Utility | 1 | 0.5 | 0.5 | 0.5 | 2 | 2015 |  |  |  | Y | [5 empty] | 0.7 | Y
17609 | Southern California Edison Co | 57900 | Solar Photovoltaic Project #48 | CA | San Bernardino | S48E | OP | Solar Photovoltaic | PV | Electric Utility | 1 | 0.5 | 0.5 | 0.5 | 2 | 2015 |  |  |  | Y | [5 empty] | 0.7 | Y
17609 | Southern California Edison Co | 57900 | Solar Photovoltaic Project #48 | CA | San Bernardino | S48F | OP | Solar Photovoltaic | PV | Electric Utility | 1 | 0.5 | 0.5 | 0.5 | 2 | 2015 |  |  |  | Y | [5 empty] | 0.7 | Y
17609 | Southern California Edison Co | 57900 | Solar Photovoltaic Project #48 | CA | San Bernardino | S48G | OP | Solar Photovoltaic | PV | Electric Utility | 1 | 0.5 | 0.5 | 0.5 | 2 | 2015 |  |  |  | Y | [5 empty] | 0.7 | Y
17609 | Southern California Edison Co | 57900 | Solar Photovoltaic Project #48 | CA | San Bernardino | S48H | OP | Solar Photovoltaic | PV | Electric Utility | 1 | 0.5 | 0.5 | 0.5 | 2 | 2015 |  |  |  | Y | [5 empty] | 0.7 | Y
17609 | Southern California Edison Co | 57900 | Solar Photovoltaic Project #48 | CA | San Bernardino | S48I | OP | Solar Photovoltaic | PV | Electric Utility | 1 | 0.5 | 0.5 | 0.5 | 2 | 2015 |  |  |  | Y | [5 empty] | 0.7 | Y
17609 | Southern California Edison Co | 57900 | Solar Photovoltaic Project #48 | CA | San Bernardino | S48J | OP | Solar Photovoltaic | PV | Electric Utility | 1 | 0.5 | 0.5 | 0.5 | 2 | 2015 |  |  |  | Y | [5 empty] | 0.7 | Y
57273 | SS San Antonio West LLC | 57904 | San Antonio West Solar Rooftop | CA | Riverside | CHNO | OP | Solar Photovoltaic | PV | IPP Non-CHP | 2 | 1.5 | 1.5 | 1.5 | 8 | 2012 |  | N |  | Y | [5 empty] | 1.5 | Y
49893 | Invenergy Services LLC | 57912 | Grand Ridge Solar Farm | IL | LaSalle | 1 | OP | Solar Photovoltaic | PV | IPP Non-CHP | 2 | 20 | 20 | 20 | 7 | 2012 |  |  |  | Y | [5 empty] | 22.8 |  |  |  | Y
57308 | Amonix UASTP Solar Generation 1 LLC | 57930 | Amonix UASTP Solar Power Station | AZ | Pima | UAST | OP | Solar Photovoltaic | PV | IPP Non-CHP | 2 | 1.9 | 1.9 | 1.9 | 4 | 2011 | Y |  | Y | [6 empty] | 2 | [5 empty] | Y
57309 | Holyoke Solar LLC | 57931 | Holyoke Solar Cooperative at Mueller | MA | Hampden | PV1 | OP | Solar Photovoltaic | PV | IPP Non-CHP | 2 | 2.7 | 2.7 | 2.7 | 12 | 2011 |  |  |  | Y | [5 empty] | 3.5 | Y
58101 | Solar Star California II LLC | 57933 | Solar Star California II LLC | CA | Sacramento | 1 | OP | Solar Photovoltaic | PV | IPP Non-CHP | 2 | 2 | 2 | 2 | 8 | 2012 |  | Y | [7 empty] | 2.3 | Y
56769 | Consolidated Edison Development Inc. | 57934 | Douglas Solar | MA | Worcester | DOMA | OP | Solar Photovoltaic | PV | IPP Non-CHP | 2 | 2 | 2 | 2 | 12 | 2012 |  |  |  | Y | [5 empty] | 2.5 | Y
57313 | SolarCity Corporation | 57939 | Walmart Casa Grande | AZ | Pinal | 1 | OP | Solar Photovoltaic | PV | IPP Non-CHP | 2 | 1 | 1 | 1 | 6 | 2011 |  | Y | [7 empty] | 1.1 | Y
57313 | SolarCity Corporation | 57939 | Walmart Casa Grande | AZ | Pinal | 2 | OP | Solar Photovoltaic | PV | IPP Non-CHP | 2 | 1 | 1 | 1 | 6 | 2011 |  | Y | [7 empty] | 1.1 | Y
57318 | Constellation Solar Net Metering LLC | 57941 | Town of Uxbridge MA at Commerce Dr | MA | Worcester | PV1 | OP | Solar Photovoltaic | PV | IPP Non-CHP | 2 | 1.8 | 1.8 | 1.8 | 6 | 2012 |  |  |  | Y | [5 empty] | 2.3 | Y
57319 | Constellation Solar Massachusetts LLC | 57942 | Town of Norfolk MA at Medway Branch | MA | Norfolk | PV1 | OP | Solar Photovoltaic | PV | IPP Non-CHP | 2 | 1.2 | 1.2 | 1.2 | 6 | 2012 |  |  |  | Y | [5 empty] | 1.6 | Y
57326 | NJ Oak Solar LLC | 57948 | NJ Oak Solar Plant | NJ | Cumberland | OAK | OP | Solar Photovoltaic | PV | IPP Non-CHP | 2 | 10 | 10 | 10 | 12 | 2011 |  |  |  | Y | [5 empty] | 12.5 | Y
57328 | Shore Point Solar LLC | 57951 | Shore Point Solar | NJ | Monmouth | 1 | OP | Solar Photovoltaic | PV | IPP Non-CHP | 2 | 1 | 1 | 1 | 9 | 2011 |  |  |  | Y | [5 empty] | 1.2 |  |  |  | Y
49893 | Invenergy Services LLC | 57959 | Desert Green Solar Farm LLC | CA | San Diego | 1 | OP | Solar Photovoltaic | PV | IPP Non-CHP | 2 | 6.3 | 6.3 | 6.3 | 11 | 2014 | N |  | Y | [6 empty] | 8.9 | [5 empty] | Y
57345 | Butte-Glenn Community College District | 57970 | Butte College Main Campus Solar | CA | Butte | SOL1 | OP | Solar Photovoltaic | PV | Commercial Non-CHP | 4 | 3.5 | 2.9 | 2.8 | 7 | 2011 |  |  |  | Y | [5 empty] | 4.1 | Y
57354 | X-Elio North America Inc | 57982 | Meridian Vineyards | CA | San Luis Obispo | PV-1 | OP | Solar Photovoltaic | PV | IPP Non-CHP | 2 | 0.5 | 0.5 | 0.5 | 12 | 2010 |  |  |  | Y | [5 empty] | 0.6 | Y
57354 | X-Elio North America Inc | 57982 | Meridian Vineyards | CA | San Luis Obispo | PV-2 | OP | Solar Photovoltaic | PV | IPP Non-CHP | 2 | 0.6 | 0.6 | 0.6 | 12 | 2010 |  |  |  | Y | [5 empty] | 0.7 | Y
57361 | SunE EPE2 LLC | 57985 | SunE EPE2 LLC | NM | Dona Ana | 1 | OP | Solar Photovoltaic | PV | IPP Non-CHP | 2 | 12 | 13.6 | 13.6 | 5 | 2012 |  | Y | [7 empty] | 13.6 | Y
57360 | SunE EPE1 LLC | 57986 | SunE EPE1 LLC | NM | Dona Ana | 1 | OP | Solar Photovoltaic | PV | IPP Non-CHP | 2 | 10 | 11.3 | 11.3 | 6 | 2012 |  | Y | N | [6 empty] | 11.3 | Y
56769 | Consolidated Edison Development Inc. | 57989 | Groveland Solar | MA | Essex | GSMA | OP | Solar Photovoltaic | PV | IPP Non-CHP | 2 | 3.2 | 3.2 | 3.2 | 12 | 2012 |  |  |  | Y | [5 empty] | 3.5 | Y
56769 | Consolidated Edison Development Inc. | 57990 | Shrewsbury Solar | MA | Worcester | SSMA | OP | Solar Photovoltaic | PV | IPP Non-CHP | 2 | 2.5 | 2.5 | 2.5 | 10 | 2012 |  |  |  | Y | [5 empty] | 3.5 | Y
57365 | Consolidated Edison Solutions Inc | 57992 | Boston Scientific Solar | MA | Norfolk | BSMA | OP | Solar Photovoltaic | PV | IPP Non-CHP | 2 | 1.1 | 1.1 | 1.1 | 12 | 2012 |  |  |  | Y | [5 empty] | 1.3 | Y
58289 | NextEra Energy Desert Sunlight 300, LLC | 57993 | Desert Sunlight 300, LLC | CA | Riverside | DSL1 | OP | Solar Photovoltaic | PV | IPP Non-CHP | 2 | 40.3 | 40.3 | 40.3 | 11 | 2013 |  |  |  | Y | [5 empty] | 44.9 |  | Y
58289 | NextEra Energy Desert Sunlight 300, LLC | 57993 | Desert Sunlight 300, LLC | CA | Riverside | DSL10 | OP | Solar Photovoltaic | PV | IPP Non-CHP | 2 | 30.2 | 30.2 | 30.2 | 11 | 2013 |  |  |  | Y | [5 empty] | 37.9 |  | Y
58289 | NextEra Energy Desert Sunlight 300, LLC | 57993 | Desert Sunlight 300, LLC | CA | Riverside | DSL11 | OP | Solar Photovoltaic | PV | IPP Non-CHP | 2 | 20.2 | 20.2 | 20.2 | 11 | 2013 |  |  |  | Y | [5 empty] | 25.3 |  | Y
58289 | NextEra Energy Desert Sunlight 300, LLC | 57993 | Desert Sunlight 300, LLC | CA | Riverside | DSL2 | OP | Solar Photovoltaic | PV | IPP Non-CHP | 2 | 40.3 | 40.3 | 40.3 | 11 | 2013 |  |  |  | Y | [5 empty] | 54.4 |  | Y
58289 | NextEra Energy Desert Sunlight 300, LLC | 57993 | Desert Sunlight 300, LLC | CA | Riverside | DSL3 | OP | Solar Photovoltaic | PV | IPP Non-CHP | 2 | 40.3 | 40.3 | 40.3 | 11 | 2013 |  |  |  | Y | [5 empty] | 52 |  | Y
58289 | NextEra Energy Desert Sunlight 300, LLC | 57993 | Desert Sunlight 300, LLC | CA | Riverside | DSL4 | OP | Solar Photovoltaic | PV | IPP Non-CHP | 2 | 30.2 | 30.2 | 30.2 | 11 | 2013 |  |  |  | Y | [5 empty] | 39 |  | Y
58289 | NextEra Energy Desert Sunlight 300, LLC | 57993 | Desert Sunlight 300, LLC | CA | Riverside | DSL5 | OP | Solar Photovoltaic | PV | IPP Non-CHP | 2 | 25.2 | 25.2 | 25.2 | 6 | 2014 |  |  |  | Y | [5 empty] | 33 |  | Y
58289 | NextEra Energy Desert Sunlight 300, LLC | 57993 | Desert Sunlight 300, LLC | CA | Riverside | DSL6 | OP | Solar Photovoltaic | PV | IPP Non-CHP | 2 | 25.2 | 25.2 | 25.2 | 8 | 2014 |  |  |  | Y | [5 empty] | 33 |  | Y
58289 | NextEra Energy Desert Sunlight 300, LLC | 57993 | Desert Sunlight 300, LLC | CA | Riverside | DSL7 | OP | Solar Photovoltaic | PV | IPP Non-CHP | 2 | 20.2 | 20.2 | 20.2 | 8 | 2014 |  |  |  | Y | [5 empty] | 26.4 |  | Y
58289 | NextEra Energy Desert Sunlight 300, LLC | 57993 | Desert Sunlight 300, LLC | CA | Riverside | DSL8 | OP | Solar Photovoltaic | PV | IPP Non-CHP | 2 | 18.9 | 18.9 | 18.9 | 10 | 2014 |  |  |  | Y | [5 empty] | 24.7 |  | Y
58289 | NextEra Energy Desert Sunlight 300, LLC | 57993 | Desert Sunlight 300, LLC | CA | Riverside | DSL9 | OP | Solar Photovoltaic | PV | IPP Non-CHP | 2 | 22.7 | 22.7 | 22.7 | 10 | 2014 |  |  |  | Y | [5 empty] | 28.4 |  | Y
57369 | Apple, Inc | 57994 | Apple Data Center PV | NC | Catawba | PV1 | OP | Solar Photovoltaic | PV | Commercial Non-CHP | 4 | 21 | 20 | 20 | 2 | 2013 |  | Y | [7 empty] | 25 | Y
803 | Arizona Public Service Co | 57997 | Foothills Solar Plant | AZ | Yuma | PV1 | OP | Solar Photovoltaic | PV | Electric Utility | 1 | 17 | 17 | 17 | 3 | 2013 |  | Y | [7 empty] | 25 | Y
803 | Arizona Public Service Co | 57997 | Foothills Solar Plant | AZ | Yuma | PV2 | OP | Solar Photovoltaic | PV | Electric Utility | 1 | 18 | 18 | 18 | 12 | 2013 |  | Y | [7 empty] | 27 | Y
56769 | Consolidated Edison Development Inc. | 58002 | Alpaugh North | CA | Tulare | SPS | OP | Solar Photovoltaic | PV | IPP Non-CHP | 2 | 20 | 20 | 20 | 12 | 2012 |  | Y | [7 empty] | 26 | Y
56769 | Consolidated Edison Development Inc. | 58003 | Alpaugh 50 | CA | Tulare | SPS50 | OP | Solar Photovoltaic | PV | IPP Non-CHP | 2 | 50 | 50 | 50 | 12 | 2012 |  | Y | [7 empty] | 66 | Y
57383 | Wasatch View Solar LLC | 58006 | Salt Palace Solar Gen Plant | UT | Salt Lake | 1 | OP | Solar Photovoltaic | PV | IPP Non-CHP | 2 | 0.8 | 0.8 | 0.8 | 5 | 2012 |  |  |  | Y | [5 empty] | 1 | Y
57383 | Wasatch View Solar LLC | 58006 | Salt Palace Solar Gen Plant | UT | Salt Lake | 2 | OP | Solar Photovoltaic | PV | IPP Non-CHP | 2 | 0.5 | 0.5 | 0.5 | 5 | 2012 |  |  |  | Y | [5 empty] | 0.6 | Y
57386 | SunE CPS3 LLC | 58009 | SunE CPS3 LLC | TX | Bexar | 1 | OP | Solar Photovoltaic | PV | IPP Non-CHP | 2 | 5.6 | 5.6 | 5.6 | 5 | 2012 |  | Y | [7 empty] | 6.5 | Y
57386 | SunE CPS3 LLC | 58009 | SunE CPS3 LLC | TX | Bexar | 2 | OP | Solar Photovoltaic | PV | IPP Non-CHP | 2 | 5 | 5 | 5 | 7 | 2012 |  | Y | [7 empty] | 5.8 | Y
57390 | Siemens Government Technologies Inc | 58010 | WSMR I | NM | Dona Ana | WSMR1 | OP | Solar Photovoltaic | PV | IPP Non-CHP | 2 | 4.2 | 4.2 | 4.2 | 12 | 2012 |  | Y | [7 empty] | 4.2 | Y |  |  |  |  | Y
57390 | Siemens Government Technologies Inc | 58010 | WSMR I | NM | Dona Ana | WSMR2 | OP | Solar Photovoltaic | PV | IPP Non-CHP | 2 | 0.4 | 0.4 | 0.4 | 12 | 2012 |  |  |  | Y | [5 empty] | 0.3 | Y |  |  |  |  | Y
57389 | IKEA Property Inc | 58011 | IKEA Savannah 490 | GA | Chatham | PV | OP | Solar Photovoltaic | PV | Commercial Non-CHP | 4 | 1.2 | 1.2 | 1.2 | 9 | 2012 |  |  |  | Y | [5 empty] | 1.5 | Y
57389 | IKEA Property Inc | 58012 | IKEA Tampa 042 | FL | Hillsborough | PV | OP | Solar Photovoltaic | PV | Commercial Non-CHP | 4 | 1 | 1 | 1 | 8 | 2012 |  |  |  | Y | [5 empty] | 1.2 | Y
57389 | IKEA Property Inc | 58013 | IKEA Round Rock 027 | TX | Williamson | PV | OP | Solar Photovoltaic | PV | Commercial Non-CHP | 4 | 1.4 | 1.3 | 1.3 | 9 | 2012 |  |  |  | Y | [5 empty] | 1.6 | Y
57389 | IKEA Property Inc | 58014 | IKEA Perryville 460 | MD | Cecil | PV | OP | Solar Photovoltaic | PV | Commercial Non-CHP | 4 | 2.1 | 2 | 2 | 2 | 2013 |  |  |  | Y | [5 empty] | 2.6 |  |  | Y
57389 | IKEA Property Inc | 58015 | IKEA College Park 411 | MD | Prince Georges | PV | OP | Solar Photovoltaic | PV | Commercial Non-CHP | 4 | 1 | 1 | 1 | 2 | 2012 |  |  |  | Y | [5 empty] | 1.2 | Y
57389 | IKEA Property Inc | 58016 | IKEA Westhampton 061 | NJ | Burlington | PV | OP | Solar Photovoltaic | PV | Commercial Non-CHP | 4 | 1.8 | 1.8 | 1.8 | 2 | 2013 |  |  |  | Y | [5 empty] | 2.2 |  |  | Y
57391 | Copper Mountain Solar 2, LLC | 58017 | Copper Mountain Solar 2 | NV | Clark | PV01 | OP | Solar Photovoltaic | PV | IPP Non-CHP | 2 | 30 | 30 | 30 | 10 | 2012 |  |  |  | Y | [5 empty] | 36.6 |  | Y
57391 | Copper Mountain Solar 2, LLC | 58017 | Copper Mountain Solar 2 | NV | Clark | PV02 | OP | Solar Photovoltaic | PV | IPP Non-CHP | 2 | 30 | 30 | 30 | 8 | 2012 |  |  |  | Y | [5 empty] | 36.6 |  | Y
57391 | Copper Mountain Solar 2, LLC | 58017 | Copper Mountain Solar 2 | NV | Clark | PV03 | OP | Solar Photovoltaic | PV | IPP Non-CHP | 2 | 34 | 34 | 34 | 7 | 2012 |  |  |  | Y | [5 empty] | 41.2 |  | Y
57391 | Copper Mountain Solar 2, LLC | 58017 | Copper Mountain Solar 2 | NV | Clark | PV04 | OP | Solar Photovoltaic | PV | IPP Non-CHP | 2 | 30 | 30 | 30 | 1 | 2015 |  |  |  | Y | [5 empty] | 36.6 |  | Y
57391 | Copper Mountain Solar 2, LLC | 58017 | Copper Mountain Solar 2 | NV | Clark | PV05 | OP | Solar Photovoltaic | PV | IPP Non-CHP | 2 | 30 | 30 | 30 | 2 | 2015 |  |  |  | Y | [5 empty] | 36.6 |  | Y
57403 | SunE CPS2 LLC | 58027 | SunE CPS2 LLC | TX | Bexar | 1 | OP | Solar Photovoltaic | PV | IPP Non-CHP | 2 | 10 | 9.9 | 9.9 | 5 | 2012 |  | Y | [7 empty] | 11.6 | Y
57389 | IKEA Property Inc | 58028 | IKEA Tejon 345 | CA | Kern | PV | OP | Solar Photovoltaic | PV | Commercial Non-CHP | 4 | 1.5 | 1.5 | 1.5 | 4 | 2011 |  |  |  | Y | [5 empty] | 1.8 | Y
57311 | Constellation Solar Federal LLC | 58029 | Constellation New Energy Inc | NJ | Burlington | PV1 | OP | Solar Photovoltaic | PV | IPP Non-CHP | 2 | 3.9 | 3.9 | 3.9 | 12 | 2011 |  |  |  | Y | [5 empty] | 5 | Y
56990 | NJR Clean Energy Ventures Corporation | 58030 | Reeves Station Rd East | NJ | Burlington | REEVE | OP | Solar Photovoltaic | PV | IPP Non-CHP | 2 | 5.5 | 5.5 | 5.5 | 10 | 2012 |  |  |  | Y | [5 empty] | 5.5 | Y
57365 | Consolidated Edison Solutions Inc | 58032 | Padelford Solar | MA | Bristol | PSMA | OP | Solar Photovoltaic | PV | IPP Non-CHP | 2 | 2.2 | 2.2 | 2.2 | 12 | 2012 |  |  |  | Y | [5 empty] | 2.9 | Y
57405 | NLH1 Solar LLC | 58034 | Nickel 1 Solar Facility | CA | Kern | 1 | OP | Solar Photovoltaic | PV | IPP Non-CHP | 2 | 1.5 | 1.5 | 1.5 | 11 | 2012 |  |  |  | Y | [5 empty] | 1.8 | Y
57407 | Riverside Renewable Energy | 58036 | Riverside Renewable Energy LLC | NJ | Camden | 1 | OP | Solar Photovoltaic | PV | IPP Non-CHP | 2 | 7.5 | 7.5 | 7.5 | 11 | 2011 |  |  |  | Y | [5 empty] | 9 | Y
57408 | Constellation Solar Arizona LLC | 58037 | Buckeye Union HS District 201 | AZ | Maricopa | PV1 | OP | Solar Photovoltaic | PV | IPP Non-CHP | 2 | 3.3 | 3.3 | 3.3 | 12 | 2011 |  |  |  | Y | [5 empty] | 4.3 | Y
57410 | RET Modesto Solar LLC | 58039 | RET Modesto Solar | CA | Stanislaus | 1 | OP | Solar Photovoltaic | PV | IPP Non-CHP | 2 | 25 | 25 | 25 | 12 | 2012 |  | Y | [7 empty] | 31.3 | Y
57411 | KDC Solar O&M LLC | 58040 | United Stationers Supply Solar Electric | NJ | Middlesex | SEF-A | OP | Solar Photovoltaic | PV | Commercial Non-CHP | 4 | 2 | 2 | 2 | 12 | 2011 |  |  |  | Y | [5 empty] | 2.3 | Y
57411 | KDC Solar O&M LLC | 58040 | United Stationers Supply Solar Electric | NJ | Middlesex | SEF-B | OP | Solar Photovoltaic | PV | Commercial Non-CHP | 4 | 0.8 | 0.8 | 0.8 | 12 | 2011 |  |  |  | Y | [5 empty] | 1 | Y
57413 | Black Mountain Solar LLC | 58042 | Black Mountain Solar LLC | AZ | Mohave | 1 | OP | Solar Photovoltaic | PV | IPP Non-CHP | 2 | 9 | 9 | 9 | 12 | 2012 |  | Y | [7 empty] | 10 | Y
57420 | Jordache Enterprises | 58049 | Jordache Enterprises Solar | NJ | Middlesex | PV | OP | Solar Photovoltaic | PV | Commercial Non-CHP | 4 | 1.3 | 1.3 | 1.3 | 11 | 2011 |  |  |  | Y | [5 empty] | 1.6 | Y |  |  | Y
57435 | MillerCoors Irwindale Brewery | 58056 | MillerCoors Irwindale Brewery | CA | Los Angeles | PV | OP | Solar Photovoltaic | PV | Industrial Non-CHP | 6 | 2.5 | 2.5 | 2.5 | 3 | 2015 |  | Y | [7 empty] | 3.2 | Y
57439 | Imperial Valley Solar Company 1 LLC | 58062 | Imperial Valley Solar Company 1 LLC | CA | Imperial | 0001 | OP | Solar Photovoltaic | PV | IPP Non-CHP | 2 | 23 | 23 | 23 | 6 | 2012 |  |  |  | Y | [5 empty] | 28.5 | Y
57441 | MARTA | 58064 | Laredo Bus Facility Solar Canopies | GA | DeKalb | LBFS | OP | Solar Photovoltaic | PV | Commercial Non-CHP | 4 | 1 | 1 | 1 | 1 | 2012 |  |  |  | Y | [5 empty] | 1.2 | Y
57419 | SunE CPS1 LLC | 58068 | SunE CPS1 LLC | TX | Bexar | 1 | OP | Solar Photovoltaic | PV | IPP Non-CHP | 2 | 10 | 9.9 | 9.9 | 5 | 2012 |  | Y | [7 empty] | 11.6 | Y
57446 | FRIT Solar Inc | 58070 | Mercer Mall | NJ | Mercer | 1 | OP | Solar Photovoltaic | PV | IPP Non-CHP | 2 | 1.1 | 1.1 | 1.1 | 3 | 2012 |  |  |  | Y | [5 empty] | 1.5 | Y
57354 | X-Elio North America Inc | 58073 | SEPV 1 | CA | Los Angeles | SEPV | OP | Solar Photovoltaic | PV | IPP Non-CHP | 2 | 2 | 2 | 2 | 5 | 2012 |  | Y | [7 empty] | 2.3 | Y
57354 | X-Elio North America Inc | 58074 | SEPV 2 | CA | San Bernardino | SEPV | OP | Solar Photovoltaic | PV | IPP Non-CHP | 2 | 2 | 2 | 2 | 6 | 2012 |  | Y | [7 empty] | 2.2 | Y
59622 | Ahana Renewables, LLC | 58076 | Edwards Air Force Base | CA | Kern | 1 | OP | Solar Photovoltaic | PV | IPP Non-CHP | 2 | 1 | 1 | 1 | 12 | 2011 |  | Y | [7 empty] | 1.1 | Y
59622 | Ahana Renewables, LLC | 58076 | Edwards Air Force Base | CA | Kern | 2 | OP | Solar Photovoltaic | PV | IPP Non-CHP | 2 | 1 | 1 | 1 | 12 | 2011 |  | Y | [7 empty] | 1.1 | Y
59622 | Ahana Renewables, LLC | 58076 | Edwards Air Force Base | CA | Kern | 3 | OP | Solar Photovoltaic | PV | IPP Non-CHP | 2 | 1 | 1 | 1 | 12 | 2011 |  | Y | [7 empty] | 1.1 | Y
40577 | American Mun Power-Ohio, Inc | 58082 | AMP Napoleon Solar Facility | OH | Henry | NSF1 | OP | Solar Photovoltaic | PV | Electric Utility | 1 | 3.5 | 3.5 | 3.5 | 9 | 2012 |  |  |  | Y | [5 empty] | 4.2 | Y
57313 | SolarCity Corporation | 58086 | Intel Folsom | CA | Sacramento | 1 | OP | Solar Photovoltaic | PV | IPP Non-CHP | 2 | 0.5 | 0.5 | 0.5 | 7 | 2010 |  | Y | [7 empty] | 1.1 | Y
57313 | SolarCity Corporation | 58086 | Intel Folsom | CA | Sacramento | 2 | OP | Solar Photovoltaic | PV | IPP Non-CHP | 2 | 0.5 | 0.5 | 0.5 | 7 | 2010 |  | Y | [7 empty] | 1.1 | Y
57411 | KDC Solar O&M LLC | 58090 | Middlesex Apple Orchard Solar | NJ | Middlesex | SEF-1 | OP | Solar Photovoltaic | PV | Commercial Non-CHP | 4 | 1.3 | 1.3 | 1.3 | 4 | 2013 |  |  |  | Y | [5 empty] | 1.5 | Y
57411 | KDC Solar O&M LLC | 58090 | Middlesex Apple Orchard Solar | NJ | Middlesex | SEF-2 | OP | Solar Photovoltaic | PV | Commercial Non-CHP | 4 | 3.4 | 3.4 | 3.4 | 4 | 2013 |  |  |  | Y | [5 empty] | 4.2 | Y
57465 | Keystone Solar, LLC | 58091 | Keystone Solar | PA | Lancaster | KSTN | OP | Solar Photovoltaic | PV | IPP Non-CHP | 2 | 5 | 5 | 5 | 9 | 2012 |  |  |  | Y | [5 empty] | 6 | Y
57474 | Bed Bath & Beyond | 58093 | BBB Corporate Headquarters | NJ | Union | HQNJ | OP | Solar Photovoltaic | PV | IPP Non-CHP | 2 | 1 | 1 | 1 | 6 | 2010 |  |  |  | Y | [5 empty] | 1.2 | Y
57474 | Bed Bath & Beyond | 58094 | Christmas Tree Shops DC Burlington NJ | NJ | Burlington | FINJ | OP | Solar Photovoltaic | PV | IPP Non-CHP | 2 | 2.1 | 2.1 | 2.1 | 1 | 2011 |  |  |  | Y | [5 empty] | 2.5 | Y
57474 | Bed Bath & Beyond | 58095 | Harmon DC Totowa NJ | NJ | Passaic | TONJ | OP | Solar Photovoltaic | PV | IPP Non-CHP | 2 | 1.5 | 1.5 | 1.5 | 1 | 2012 |  |  |  | Y | [5 empty] | 1.7 | Y
57474 | Bed Bath & Beyond | 58096 | Bed Bath & Beyond DC Port Reading NJ | NJ | Middlesex | PTNJ | OP | Solar Photovoltaic | PV | Commercial Non-CHP | 4 | 1.8 | 1.8 | 1.8 | 12 | 2011 |  |  |  | Y | [5 empty] | 2.1 | Y
58465 | Green States Energy, Inc. | 58097 | Green Meadows | MA | Barnstable | 1 | OP | Solar Photovoltaic | PV | IPP Non-CHP | 2 | 3.5 | 3.5 | 3.5 | 5 | 2014 |  |  |  | Y | [5 empty] | 4.3 | Y
57354 | X-Elio North America Inc | 58118 | La Joya Del Sol | CA | Fresno | JDS1 | OP | Solar Photovoltaic | PV | IPP Non-CHP | 2 | 1.5 | 1.5 | 1.5 | 12 | 2012 |  | Y | [7 empty] | 1.8 | Y
57497 | Golden State Energy LLC | 58119 | Depot Park Solar System | CA | Sacramento | DPSS | OP | Solar Photovoltaic | PV | IPP Non-CHP | 2 | 3 | 3 | 3 | 12 | 2010 |  | Y | [7 empty] | 3.4 | Y
56990 | NJR Clean Energy Ventures Corporation | 58123 | Wakefern Food Corp | NJ | Middlesex | 1 | OP | Solar Photovoltaic | PV | IPP Non-CHP | 2 | 2 | 2 | 2 | 12 | 2012 |  |  |  | Y | [5 empty] | 2.4 | Y
58083 | Outback Solar, LLC | 58131 | Outback Solar At Christmas Valley | OR | Lake | PV1 | OP | Solar Photovoltaic | PV | IPP Non-CHP | 2 | 4.4 | 4.4 | 4.4 | 10 | 2012 |  | Y | [7 empty] | 5.7 | Y
58084 | Oberlin Spear Point Solar One, LLC | 58134 | Oberlin Spear Point Solar One | OH | Lorain | OSSO | OP | Solar Photovoltaic | PV | Commercial Non-CHP | 4 | 2 | 2 | 2 | 11 | 2012 |  | Y | [7 empty] | 2.3 | Y
58088 | Washington White Post Solar LLC | 58135 | Washington White Post Solar LLC | NC | Beaufort | 1 | OP | Solar Photovoltaic | PV | IPP Non-CHP | 2 | 12.4 | 12.4 | 12.4 | 12 | 2012 |  |  |  | Y | [5 empty] | 15 | Y
57354 | X-Elio North America Inc | 58144 | SVEP Solar Project Company | VT | Bennington | SVEP1 | OP | Solar Photovoltaic | PV | IPP Non-CHP | 2 | 2 | 2 | 2 | 12 | 2012 |  | Y | [7 empty] | 2.2 | Y
57354 | X-Elio North America Inc | 58145 | Williamstown Solar | VT | Orange | WTS_1 | OP | Solar Photovoltaic | PV | IPP Non-CHP | 2 | 2 | 2 | 2 | 12 | 2012 |  | Y | [7 empty] | 2.5 | Y
58108 | SunE AZ1, LLC | 58147 | Prescott Solar Plant | AZ | Yavapai | PV1 | OP | Solar Photovoltaic | PV | IPP Non-CHP | 2 | 10.8 | 10.8 | 10.8 | 12 | 2011 |  | Y | [7 empty] | 11.7 | Y
58111 | RE Kansas South LLC | 58148 | RE Kansas South LLC | CA | Kings | KS | OP | Solar Photovoltaic | PV | IPP Non-CHP | 2 | 20 | 20 | 20 | 6 | 2013 |  | Y | [7 empty] | 27 | Y
58112 | TA-High Desert LLC | 58149 | TA-High Desert LLC | CA | Los Angeles | TAHD | OP | Solar Photovoltaic | PV | IPP Non-CHP | 2 | 20 | 20 | 20 | 3 | 2013 |  | Y | [7 empty] | 25.6 | Y
14354 | PacifiCorp | 58150 | Black Cap Solar Plant | OR | Lake | 1 | OP | Solar Photovoltaic | PV | Electric Utility | 1 | 2 | 2 | 2 | 10 | 2012 |  | Y | [7 empty] | 2.6 | Y
58135 | Ecos Energy LLC | 58164 | Slayton Solar | MN | Murray | PV1 | OP | Solar Photovoltaic | PV | IPP Non-CHP | 2 | 1.7 | 1.7 | 1.7 | 1 | 2013 |  |  |  | Y | [5 empty] | 2 | Y
58104 | California State University at Fullerton | 58169 | CSUF Trigeneration | CA | Orange | CPAC | OP | Solar Photovoltaic | PV | Commercial CHP | 5 | 0.3 | 0.3 | 0.3 | 1 | 2012 |  |  |  | Y | [5 empty] | 0.4 | Y
58104 | California State University at Fullerton | 58169 | CSUF Trigeneration | CA | Orange | KHS | OP | Solar Photovoltaic | PV | Commercial CHP | 5 | 0.3 | 0.3 | 0.3 | 1 | 2012 |  |  |  | Y | [5 empty] | 0.4 | Y
58104 | California State University at Fullerton | 58169 | CSUF Trigeneration | CA | Orange | PS4 | OP | Solar Photovoltaic | PV | Commercial CHP | 5 | 0.3 | 0.3 | 0.3 | 1 | 2012 |  |  |  | Y | [5 empty] | 0.3 | Y
58140 | San Bernardino Comm College Dist | 58170 | Crafton Hills College Solar Farm | CA | San Bernardino | GEN1 | OP | Solar Photovoltaic | PV | Commercial Non-CHP | 4 | 1.3 | 1.3 | 1.3 | 6 | 2012 |  |  | Y | [6 empty] | 1.3 | Y
24211 | Tucson Electric Power Co | 58171 | Prairie Fire | AZ | Pima | GEN1 | OP | Solar Photovoltaic | PV | Electric Utility | 1 | 4.5 | 4.5 | 4.5 | 12 | 2012 |  |  |  | Y | [5 empty] | 5 | Y
57365 | Consolidated Edison Solutions Inc | 58174 | Wilson Solar | MA | Worcester | WSMA | OP | Solar Photovoltaic | PV | IPP Non-CHP | 2 | 2 | 2 | 2 | 6 | 2013 |  |  |  | Y | [5 empty] | 2.5 | Y
58148 | U.S. General Services Administration | 58178 | M. G. Emmett J. Bean Federal Center | IN | Marion | 1 | OP | Solar Photovoltaic | PV | IPP Non-CHP | 2 | 2 | 2 | 2 | 4 | 2011 |  |  |  | Y | [5 empty] | 2 | Y
58164 | 180 Raritan Energy Solutions, LLC | 58187 | 180 Raritan Solar | NJ | Middlesex | 1 | OP | Solar Photovoltaic | PV | IPP Non-CHP | 2 | 1.9 | 1.9 | 1.9 | 6 | 2012 |  |  |  | Y | [5 empty] | 2.3 | Y
58175 | RE Victor Phelan Solar One LLC | 58202 | RE Victor Phelan Solar One LLC | CA | San Bernardino | VPS1 | OP | Solar Photovoltaic | PV | IPP Non-CHP | 2 | 20 | 20 | 20 | 12 | 2013 |  | Y | [7 empty] | 22.3 | Y
56751 | Yolo County of | 58204 | Grassland 3&4 Solar Project | CA | Yolo | INV3 | OP | Solar Photovoltaic | PV | IPP Non-CHP | 2 | 2.5 | 2.5 | 1.5 | 7 | 2013 |  |  | Y | [6 empty] | 1.3 | Y
14328 | Pacific Gas & Electric Co | 58206 | West Gates Solar Station | CA | Fresno | 1 | OP | Solar Photovoltaic | PV | Electric Utility | 1 | 10 | 10 | 10 | 5 | 2013 |  |  |  | Y | [5 empty] | 12.9 | Y
58185 | FirstLight Power Resources, Inc. - MA | 58210 | NFM Solar Power LLC | MA | Franklin | 1 | OP | Solar Photovoltaic | PV | IPP Non-CHP | 2 | 1.9 | 1.9 | 1.9 | 3 | 2012 |  |  |  | Y | [5 empty] | 2 |  |  | Y
58182 | SunE AZ2 LLC | 58213 | Saddle Mountain Solar I | AZ | Maricopa | AZ2 | OP | Solar Photovoltaic | PV | IPP Non-CHP | 2 | 15 | 15 | 15 | 12 | 2012 |  | Y | [7 empty] | 16.9 | Y
56769 | Consolidated Edison Development Inc. | 58214 | West Greenwich Solar | RI | Kent | WGRI | OP | Solar Photovoltaic | PV | IPP Non-CHP | 2 | 1.9 | 1.9 | 1.9 | 5 | 2013 |  |  |  | Y | [5 empty] | 2 | Y
56751 | Yolo County of | 58217 | Grassland 1&2 Solar Project | CA | Yolo | INV4 | OP | Solar Photovoltaic | PV | IPP Non-CHP | 2 | 2.5 | 2.5 | 1.5 | 7 | 2013 |  |  | Y | [6 empty] | 1.3 | Y
58197 | Newberry Solar 1 LLC | 58226 | Newberry Solar 1 LLC | CA | San Bernardino | 1 | OP | Solar Photovoltaic | PV | IPP Non-CHP | 2 | 1.5 | 1.5 | 1.5 | 12 | 2013 |  |  | Y |  |  | N |  |  |  | 1.6 | Y |  |  |  |  | Y
58198 | Highlander Solar 2, LLC | 58227 | SEPV9 Power Plant | CA | San Bernardino | SPV9 | OP | Solar Photovoltaic | PV | IPP Non-CHP | 2 | 9 | 8.5 | 8.8 | 6 | 2013 |  | Y | [7 empty] | 11 | Y
58201 | Milford Solar LLC | 58228 | Milford Solar Farm | DE | Kent | GEN1 | OP | Solar Photovoltaic | PV | IPP Non-CHP | 2 | 11.8 | 11.8 | 11.8 | 12 | 2012 |  |  |  | Y | [5 empty] | 15 | Y
58203 | NRG Energy Center Eagles LLC | 58231 | Lincoln Financial Field | PA | Philadelphia | GEN1 | OP | Solar Photovoltaic | PV | IPP Non-CHP | 2 | 2.9 | 2.9 | 2.9 | 1 | 2013 |  |  |  | Y | [5 empty] | 3.2 | Y
58661 | Sustainable Power Group, LLC | 58232 | Tahquitz High School | CA | Riverside | TAHQ | OP | Solar Photovoltaic | PV | Commercial Non-CHP | 4 | 1 | 1 | 1 | 9 | 2012 |  |  |  | Y | [5 empty] | 1.1 | Y
58211 | Highlander Solar 1, LLC | 58234 | SEPV 8 | CA | San Bernardino | SPV8 | OP | Solar Photovoltaic | PV | IPP Non-CHP | 2 | 12 | 11.8 | 11.8 | 6 | 2013 |  | Y | [7 empty] | 14.6 | Y
57081 | WGL Energy Systems, Inc | 58239 | Kent County-Kennedyville | MD | Kent | PVKV | OP | Solar Photovoltaic | PV | IPP Non-CHP | 2 | 1 | 1 | 1 | 8 | 2012 |  |  |  | Y | [5 empty] | 1.1 | Y
57081 | WGL Energy Systems, Inc | 58240 | Kit Carson | NM | Taos | PV_KC | OP | Solar Photovoltaic | PV | IPP Non-CHP | 2 | 1.3 | 1.3 | 1.3 | 6 | 2012 |  | Y | [7 empty] | 1.3 | Y
57081 | WGL Energy Systems, Inc | 58241 | Rock Hall | MD | Kent | RCKHL | OP | Solar Photovoltaic | PV | IPP Non-CHP | 2 | 1 | 1 | 1 | 12 | 2012 |  |  |  | Y | [5 empty] | 1.3 | Y
57081 | WGL Energy Systems, Inc | 58243 | Kent County - Worton Complex | MD | Kent | WRTN | OP | Solar Photovoltaic | PV | IPP Non-CHP | 2 | 1 | 1 | 1 | 7 | 2012 |  |  |  | Y | [5 empty] | 1.3 | Y
58661 | Sustainable Power Group, LLC | 58244 | West Valley High School Solar | CA | Riverside | WEST | OP | Solar Photovoltaic | PV | Commercial Non-CHP | 4 | 1 | 1 | 1 | 9 | 2012 |  |  |  | Y | [5 empty] | 0.9 | Y
11208 | Los Angeles Department of Water & Power | 58248 | Pierce College | CA | Los Angeles | GEN1 | OP | Solar Photovoltaic | PV | Commercial Non-CHP | 4 | 1.9 | 1.9 | 1.9 | 1 | 2013 |  |  |  | Y | [5 empty] | 2.3 | Y
11208 | Los Angeles Department of Water & Power | 58249 | VA Sepulveda Ambulatory Care Center | CA | Los Angeles | GEN1 | OP | Solar Photovoltaic | PV | Commercial Non-CHP | 4 | 3.5 | 3.5 | 3.5 | 10 | 2014 |  | Y |  | Y | [5 empty] | 4 | Y
11208 | Los Angeles Department of Water & Power | 58253 | CBS Television City | CA | Los Angeles | GEN1 | OP | Solar Photovoltaic | PV | Commercial Non-CHP | 4 | 1.6 | 1.6 | 1.6 | 7 | 2013 |  |  |  | Y | [5 empty] | 1.8 | Y
11204 | Los Alamos County | 58256 | Los Alamos PV Site | NM | Los Alamos | 1 | OP | Solar Photovoltaic | PV | Electric Utility | 1 | 1 | 1 | 1 | 9 | 2012 |  |  |  | Y | [5 empty] | 1.1 | Y
58233 | Kalaeloa Solar Two LLC | 58259 | Kalaeloa Solar Two | HI | Honolulu | KAS2 | OP | Solar Photovoltaic | PV | IPP Non-CHP | 2 | 5 | 5 | 5 | 12 | 2012 |  | Y | [7 empty] | 6 | Y
58238 | Enfinity NorCal 1 FAA LLC | 58261 | FAA NorCal TRACON | CA | Sacramento | 1 | OP | Solar Photovoltaic | PV | IPP Non-CHP | 2 | 1 | 1 | 1 | 12 | 2012 |  | Y |  | Y | [5 empty] | 1.2 | Y
58239 | Desert Sky Solar LLC | 58262 | Badger 1 | AZ | Maricopa | 1 | OP | Solar Photovoltaic | PV | IPP Non-CHP | 2 | 14.8 | 14.8 | 14.8 | 11 | 2013 |  | Y | [7 empty] | 19.3 | Y
59622 | Ahana Renewables, LLC | 58270 | Acushnet AD Makepeace | MA | Plymouth | 1 | OP | Solar Photovoltaic | PV | IPP Non-CHP | 2 | 4.7 | 4.7 | 4.7 | 7 | 2012 |  |  |  | Y | [5 empty] | 4.7 | Y
59622 | Ahana Renewables, LLC | 58271 | Acushnet Hawes Reed Road | MA | Bristol | 1 | OP | Solar Photovoltaic | PV | IPP Non-CHP | 2 | 1 | 1 | 1 | 7 | 2012 |  |  |  | Y | [5 empty] | 1.3 | Y
59622 | Ahana Renewables, LLC | 58272 | Easthampton Landfill-City of Easthampton | MA | Hampshire | 1 | OP | Solar Photovoltaic | PV | IPP Non-CHP | 2 | 1.9 | 1.9 | 1.9 | 6 | 2012 |  |  |  | Y | [5 empty] | 2.3 | Y
60025 | Greenbacker Renewable Energy Corporation | 58273 | South Robeson Farm | NC | Robeson | SROB | OP | Solar Photovoltaic | PV | IPP Non-CHP | 2 | 5 | 4.9 | 4.9 | 6 | 2012 |  |  |  | Y | [5 empty] | 6.4 | Y
59462 | Heelstone Energy Holdings, LLC | 58274 | Raeford Farm | NC | Hoke | RAEF | OP | Solar Photovoltaic | PV | IPP Non-CHP | 2 | 5 | 4.9 | 4.9 | 12 | 2012 |  |  |  | Y | [5 empty] | 6.3 | Y
59155 | First Wind O&M, LLC | 58275 | Mass Midstate Solar 3 | MA | Worcester | 1 | OP | Solar Photovoltaic | PV | IPP Non-CHP | 2 | 4 | 4 | 4 | 5 | 2014 |  |  |  | Y | [5 empty] | 5.2 | Y
59155 | First Wind O&M, LLC | 58276 | Mass Midstate Solar 2 | MA | Worcester | 1 | OP | Solar Photovoltaic | PV | IPP Non-CHP | 2 | 5 | 5 | 5 | 5 | 2014 |  |  |  | Y | [5 empty] | 6 | Y
59155 | First Wind O&M, LLC | 58279 | Mass Midstate Solar 1 | MA | Worcester | 1 | OP | Solar Photovoltaic | PV | IPP Non-CHP | 2 | 5 | 5 | 5 | 5 | 2014 |  |  |  | Y | [5 empty] | 6 | Y
59155 | First Wind O&M, LLC | 58280 | Millbury Solar | MA | Worcester | 1 | OP | Solar Photovoltaic | PV | IPP Non-CHP | 2 | 3 | 3 | 3 | 4 | 2014 |  |  |  | Y | [5 empty] | 3.9 | Y
58258 | SunRay Power LLC | 58282 | Leicester One MA Solar LLC | MA | Worcester | 1 | OP | Solar Photovoltaic | PV | IPP Non-CHP | 2 | 6 | 6 | 6 | 1 | 2015 |  |  |  | Y | [5 empty] | 5.9 | Y
58598 | Mass Solar, LLC | 58283 | Freetown Solar | MA | Bristol | 1 | OP | Solar Photovoltaic | PV | IPP Non-CHP | 2 | 5 | 5 | 5 | 3 | 2015 |  | N |  | Y | N |  |  |  |  | 5.8 | Y
59455 | Venable Solar, LLC | 58289 | Venable Solar 1 | CA | Riverside | VNPV | OP | Solar Photovoltaic | PV | IPP Non-CHP | 2 | 1.5 | 1.5 | 1.1 | 4 | 2015 |  |  |  | Y | [5 empty] | 1.8 | Y
59455 | Venable Solar, LLC | 58290 | Venable Solar 2 | CA | Riverside | VSPV | OP | Solar Photovoltaic | PV | IPP Non-CHP | 2 | 1.5 | 1.5 | 1.1 | 4 | 2015 |  |  |  | Y | [5 empty] | 1.8 | Y
58863 | Main Street Power | 58292 | Jewish Community Center PV | AZ | Maricopa | JCC | OP | Solar Photovoltaic | PV | IPP Non-CHP | 2 | 1.1 | 1.1 | 1.1 | 9 | 2012 |  |  |  | Y | [5 empty] | 1.3 | Y
58863 | Main Street Power | 58293 | Paradise Valley H.S. PV | AZ | Maricopa | PVH | OP | Solar Photovoltaic | PV | IPP Non-CHP | 2 | 1.3 | 1.3 | 1.3 | 1 | 2013 |  |  |  | Y | [5 empty] | 1.6 | Y
58269 | Tulare PV II LLC | 58304 | Kingsburg Solar | CA | Tulare | 1 | OP | Solar Photovoltaic | PV | IPP Non-CHP | 2 | 1.5 | 1.5 | 1.5 | 12 | 2013 |  |  |  | Y | [5 empty] | 1.7 | Y
58269 | Tulare PV II LLC | 58304 | Kingsburg Solar | CA | Tulare | 2 | OP | Solar Photovoltaic | PV | IPP Non-CHP | 2 | 1.5 | 1.5 | 1.5 | 12 | 2013 |  |  |  | Y | [5 empty] | 1.7 | Y
58269 | Tulare PV II LLC | 58304 | Kingsburg Solar | CA | Tulare | 3 | OP | Solar Photovoltaic | PV | IPP Non-CHP | 2 | 0.7 | 0.7 | 0.7 | 12 | 2013 |  |  |  | Y | [5 empty] | 0.8 | Y
60025 | Greenbacker Renewable Energy Corporation | 58305 | PCIP Solar | NC | Person | PCIP | OP | Solar Photovoltaic | PV | IPP Non-CHP | 2 | 1 | 1 | 1 | 11 | 2011 |  |  |  | Y | [5 empty] | 1.3 | Y
58268 | Tulare PV I LLC | 58306 | Exeter Solar | CA | Tulare | 1 | OP | Solar Photovoltaic | PV | IPP Non-CHP | 2 | 1 | 1 | 1 | 2 | 2014 |  |  |  | Y | [5 empty] | 1.2 | Y
58268 | Tulare PV I LLC | 58306 | Exeter Solar | CA | Tulare | 2 | OP | Solar Photovoltaic | PV | IPP Non-CHP | 2 | 1 | 1 | 1 | 2 | 2014 |  |  |  | Y | [5 empty] | 1.2 | Y
58268 | Tulare PV I LLC | 58306 | Exeter Solar | CA | Tulare | 3 | OP | Solar Photovoltaic | PV | IPP Non-CHP | 2 | 1.5 | 1.5 | 1.5 | 2 | 2014 |  |  |  | Y | [5 empty] | 1.8 | Y
58268 | Tulare PV I LLC | 58307 | Ivanhoe Solar | CA | Tulare | 1 | OP | Solar Photovoltaic | PV | IPP Non-CHP | 2 | 1.5 | 1.5 | 1.5 | 1 | 2014 |  |  |  | Y | [5 empty] | 1.8 | Y
58268 | Tulare PV I LLC | 58307 | Ivanhoe Solar | CA | Tulare | 2 | OP | Solar Photovoltaic | PV | IPP Non-CHP | 2 | 0.5 | 0.5 | 0.5 | 1 | 2014 |  |  |  | Y | [5 empty] | 0.6 | Y
58268 | Tulare PV I LLC | 58307 | Ivanhoe Solar | CA | Tulare | 3 | OP | Solar Photovoltaic | PV | IPP Non-CHP | 2 | 1.5 | 1.5 | 1.5 | 1 | 2014 |  |  |  | Y | [5 empty] | 1.8 | Y
58268 | Tulare PV I LLC | 58308 | Lindsay Solar | CA | Tulare | 1 | OP | Solar Photovoltaic | PV | IPP Non-CHP | 2 | 1.5 | 1.5 | 1.5 | 1 | 2014 |  |  |  | Y | [5 empty] | 1.8 | Y
58268 | Tulare PV I LLC | 58308 | Lindsay Solar | CA | Tulare | 3 | OP | Solar Photovoltaic | PV | IPP Non-CHP | 2 | 1.5 | 1.5 | 1.5 | 1 | 2014 |  |  |  | Y | [5 empty] | 1.8 | Y
58268 | Tulare PV I LLC | 58308 | Lindsay Solar | CA | Tulare | 4 | OP | Solar Photovoltaic | PV | IPP Non-CHP | 2 | 1 | 1 | 1 | 1 | 2014 |  |  |  | Y | [5 empty] | 1.2 | Y
58268 | Tulare PV I LLC | 58309 | Porterville Solar | CA | Tulare | 1 | OP | Solar Photovoltaic | PV | IPP Non-CHP | 2 | 1 | 1 | 1 | 1 | 2014 |  |  |  | Y | [5 empty] | 1.2 | Y
58268 | Tulare PV I LLC | 58309 | Porterville Solar | CA | Tulare | 2 | OP | Solar Photovoltaic | PV | IPP Non-CHP | 2 | 1 | 1 | 1 | 1 | 2014 |  |  |  | Y | [5 empty] | 1.2 | Y
58268 | Tulare PV I LLC | 58309 | Porterville Solar | CA | Tulare | 5 | OP | Solar Photovoltaic | PV | IPP Non-CHP | 2 | 1.5 | 1.5 | 1.5 | 1 | 2014 |  |  |  | Y | [5 empty] | 1.8 | Y
58279 | Chadbourn Farm LLC | 58311 | Chadbourn Farm | NC | Columbus | 1 | OP | Solar Photovoltaic | PV | IPP Non-CHP | 2 | 5 | 5 | 5 | 12 | 2012 |  |  |  | Y | [5 empty] | 7 | Y
58280 | Warrenton Farm LLC | 58312 | Warrenton Farm | NC | Warren | 1 | OP | Solar Photovoltaic | PV | IPP Non-CHP | 2 | 4 | 4 | 4 | 12 | 2012 |  |  |  | Y | [5 empty] | 5.6 | Y
58281 | Mocksville Lessee LLC | 58313 | Mocksville Farm | NC | Davie | 1 | OP | Solar Photovoltaic | PV | IPP Non-CHP | 2 | 5 | 5 | 5 | 11 | 2012 |  |  |  | Y | [5 empty] | 6.4 | Y
58282 | Belwood Farm LLC | 58314 | Belwood Farm | NC | Cleveland | 1 | OP | Solar Photovoltaic | PV | IPP Non-CHP | 2 | 4 | 4 | 4 | 12 | 2012 |  |  |  | Y | [5 empty] | 5.2 | Y
58283 | Strata Fund 2 Lessee LLC | 58315 | Arndt Farm | NC | Catawba | 1 | OP | Solar Photovoltaic | PV | IPP Non-CHP | 2 | 5 | 5 | 5 | 11 | 2012 |  |  |  | Y | [5 empty] | 6.5 | Y
58284 | Railroad Farm LLC | 58316 | Railroad Farm | NC | Robeson | 1 | OP | Solar Photovoltaic | PV | IPP Non-CHP | 2 | 5 | 5 | 5 | 10 | 2012 |  |  |  | Y | [5 empty] | 6.4 | Y
58285 | Watts Farm LLC | 58317 | Watts Farm | NC | Robeson | 1 | OP | Solar Photovoltaic | PV | IPP Non-CHP | 2 | 5 | 5 | 5 | 7 | 2012 |  |  |  | Y | [5 empty] | 6.4 | Y
58286 | Farrington Solar Farm LLC | 58318 | Farrington Farm | NC | Chatham | 1 | OP | Solar Photovoltaic | PV | IPP Non-CHP | 2 | 1 | 1 | 1 | 4 | 2012 |  |  |  | Y | [5 empty] | 1.1 | Y
58283 | Strata Fund 2 Lessee LLC | 58323 | Shannon Farm | NC | Robeson | 1 | OP | Solar Photovoltaic | PV | IPP Non-CHP | 2 | 5 | 5 | 5 | 10 | 2012 |  |  |  | Y | [5 empty] | 6.5 | Y
58304 | Constellation Solar Maryland II LLC | 58329 | UMMS at Pocomoke | MD | Somerset | PV1 | OP | Solar Photovoltaic | PV | IPP Non-CHP | 2 | 2.8 | 2.8 | 2.8 | 2 | 2013 |  |  |  | Y | [5 empty] | 3.7 | Y
58318 | Haynes Farm LLC | 58332 | Haynes Farm | NC | Lincoln | 1 | OP | Solar Photovoltaic | PV | IPP Non-CHP | 2 | 5 | 5 | 5 | 9 | 2013 |  |  |  | Y | [5 empty] | 6 | Y
58319 | Lenoir Farm LLC | 58333 | Lenoir Farm | NC | Lenoir | 1 | OP | Solar Photovoltaic | PV | IPP Non-CHP | 2 | 5 | 5 | 5 | 7 | 2013 |  |  |  | Y | [5 empty] | 6 | Y
58320 | Lenoir Farm 2 LLC | 58334 | Lenoir Farm 2 | NC | Lenoir | 1 | OP | Solar Photovoltaic | PV | IPP Non-CHP | 2 | 5 | 5 | 5 | 6 | 2013 |  |  |  | Y | [5 empty] | 6 | Y
58321 | Marshville Farm LLC | 58335 | Marshville Farm | NC | Union | 1 | OP | Solar Photovoltaic | PV | IPP Non-CHP | 2 | 5 | 5 | 5 | 10 | 2013 |  |  |  | Y | [5 empty] | 6 | Y
58322 | Mile Farm LLC | 58336 | Mile Farm | NC | Durham | 1 | OP | Solar Photovoltaic | PV | IPP Non-CHP | 2 | 5 | 5 | 5 | 6 | 2014 |  |  |  | Y | [5 empty] | 6.4 | Y
58323 | Moore Solar Farm LLC | 58337 | Moore Solar Farm | NC | Rockingham | 1 | OP | Solar Photovoltaic | PV | IPP Non-CHP | 2 | 5 | 5 | 5 | 12 | 2013 |  |  |  | Y | [5 empty] | 6 | Y
58324 | Moorings Farm LLC | 58338 | Moorings Farm | NC | Wayne | 1 | OP | Solar Photovoltaic | PV | IPP Non-CHP | 2 | 5 | 5 | 5 | 9 | 2013 |  |  |  | Y | [5 empty] | 6 | Y
58325 | New Bern Farm LLC | 58339 | New Bern Farm | NC | Craven | 1 | OP | Solar Photovoltaic | PV | IPP Non-CHP | 2 | 5 | 5 | 5 | 4 | 2014 |  |  |  | Y | [5 empty] | 6.5 | Y
58326 | Roxboro Farm LLC | 58340 | Roxboro Farm | NC | Person | 1 | OP | Solar Photovoltaic | PV | IPP Non-CHP | 2 | 5 | 5 | 5 | 4 | 2014 |  |  |  | Y | [5 empty] | 6.4 | Y
58327 | White Cross Farm LLC | 58341 | White Cross Farm | NC | Orange | 1 | OP | Solar Photovoltaic | PV | IPP Non-CHP | 2 | 5 | 5 | 5 | 9 | 2013 |  |  |  | Y | [5 empty] | 6 | Y
58328 | Wilson Farm 1 LLC | 58342 | Wilson Farm 1 | NC | Wilson | 1 | OP | Solar Photovoltaic | PV | IPP Non-CHP | 2 | 5 | 5 | 5 | 7 | 2013 |  |  |  | Y | [5 empty] | 6.1 | Y
58329 | Yanceyville Farm LLC | 58343 | Yanceyville Farm | NC | Caswell | 1 | OP | Solar Photovoltaic | PV | IPP Non-CHP | 2 | 5 | 5 | 5 | 12 | 2013 |  |  |  | Y | [5 empty] | 6.2 | Y
58330 | AM Best Farm | 58344 | AM Best Farm | NC | Wayne | 1 | OP | Solar Photovoltaic | PV | IPP Non-CHP | 2 | 5 | 5 | 5 | 6 | 2013 |  |  |  | Y | [5 empty] | 6.7 | Y
58331 | Mt Olive Farm 2 LLC | 58345 | Mt Olive Farm 2 | NC | Wayne | 1 | OP | Solar Photovoltaic | PV | IPP Non-CHP | 2 | 5 | 5 | 5 | 5 | 2013 |  |  |  | Y | [5 empty] | 6.7 | Y
58332 | Dibrell Farm LLC | 58346 | Dibrell Farm | NC | Rockingham | 1 | OP | Solar Photovoltaic | PV | IPP Non-CHP | 2 | 5 | 5 | 5 | 3 | 2013 |  |  |  | Y | [5 empty] | 6.5 | Y
58333 | Rock Farm LLC | 58347 | Rock Farm | NC | Richmond | 1 | OP | Solar Photovoltaic | PV | IPP Non-CHP | 2 | 5 | 5 | 5 | 5 | 2013 |  |  |  | Y | [5 empty] | 6.7 | Y
58334 | Two Lines Farm LLC | 58348 | Two Lines Farm | NC | Catawba | 1 | OP | Solar Photovoltaic | PV | IPP Non-CHP | 2 | 5 | 5 | 5 | 3 | 2013 |  |  |  | Y | [5 empty] | 6.4 | Y
58335 | Bolton Farm LLC | 58349 | Bolton Farm | NC | Warren | 1 | OP | Solar Photovoltaic | PV | IPP Non-CHP | 2 | 5 | 5 | 5 | 7 | 2013 |  |  |  | Y | [5 empty] | 6.5 | Y
58336 | McCallum Farm LLC | 58350 | McCallum Farm | NC | Robeson | 1 | OP | Solar Photovoltaic | PV | IPP Non-CHP | 2 | 5 | 5 | 5 | 9 | 2013 |  |  |  | Y | [5 empty] | 6.5 | Y
58309 | Radiance Solar LLC | 58354 | Radiance Solar 4 | CA | Los Angeles | 1 | OP | Solar Photovoltaic | PV | IPP Non-CHP | 2 | 1.5 | 1.5 | 1.5 | 7 | 2013 |  |  |  | Y | [5 empty] | 1.8 | Y
58309 | Radiance Solar LLC | 58355 | Radiance Solar 5 | CA | Los Angeles | 1 | OP | Solar Photovoltaic | PV | IPP Non-CHP | 2 | 1.5 | 1.5 | 1.5 | 7 | 2013 |  |  |  | Y | [5 empty] | 1.8 | Y
57411 | KDC Solar O&M LLC | 58356 | The Lawrenceville School Solar Facility | NJ | Mercer | TLS | OP | Solar Photovoltaic | PV | IPP Non-CHP | 2 | 5.2 | 5.2 | 5.2 | 5 | 2012 |  | Y | [7 empty] | 6.1 | Y
57411 | KDC Solar O&M LLC | 58357 | White Rose Foods Solar Facility | NJ | Middlesex | WR | OP | Solar Photovoltaic | PV | Commercial Non-CHP | 4 | 4.2 | 4.2 | 4.2 | 12 | 2011 |  |  |  | Y | [5 empty] | 4.9 | Y
57411 | KDC Solar O&M LLC | 58358 | North Jersey Media Group Solar Facility | NJ | Morris | NJMG | OP | Solar Photovoltaic | PV | Commercial Non-CHP | 4 | 4.1 | 4.1 | 4.1 | 3 | 2013 |  |  |  | Y | [5 empty] | 4.9 | Y
57411 | KDC Solar O&M LLC | 58359 | Gerresheimer Glass Solar Facility | NJ | Cumberland | GG | OP | Solar Photovoltaic | PV | Commercial Non-CHP | 4 | 2.3 | 2.3 | 2.3 | 9 | 2012 |  |  |  | Y | [5 empty] | 2.8 |  |  |  | Y
57411 | KDC Solar O&M LLC | 58360 | Atlantic Coast Freezers Solar Facility | NJ | Cumberland | ACF | OP | Solar Photovoltaic | PV | Commercial Non-CHP | 4 | 2.2 | 2.2 | 2.2 | 4 | 2012 |  | Y | [7 empty] | 2.2 | Y
57411 | KDC Solar O&M LLC | 58361 | Williams-Sonoma Solar Facility | NJ | Middlesex | WS | OP | Solar Photovoltaic | PV | Commercial Non-CHP | 4 | 3 | 3 | 3 | 12 | 2011 |  |  |  | Y | [5 empty] | 3.6 | Y
57365 | Consolidated Edison Solutions Inc | 58362 | Quittacas Pond Solar | MA | Plymouth | QPMA | OP | Solar Photovoltaic | PV | IPP Non-CHP | 2 | 3.5 | 3.5 | 3.5 | 12 | 2013 |  |  |  | Y | [5 empty] | 4.2 | Y
58355 | SPS Atwell Island LLC | 58366 | Atwell Island | CA | Tulare | 1 | OP | Solar Photovoltaic | PV | IPP Non-CHP | 2 | 20.2 | 20.2 | 20.2 | 3 | 2013 |  |  |  | Y | [5 empty] | 23.5 |  |  | Y
58358 | Light Beam Power Co LLC | 58370 | Gridley Main | CA | Butte | GEN1 | OP | Solar Photovoltaic | PV | IPP Non-CHP | 2 | 1 | 1 | 1 | 3 | 2013 |  | Y | [7 empty] | 1.9 | Y
58358 | Light Beam Power Co LLC | 58371 | Gridley Main Two | CA | Butte | GEN1 | OP | Solar Photovoltaic | PV | IPP Non-CHP | 2 | 2.5 | 2.5 | 2.5 | 4 | 2013 |  | Y | [7 empty] | 3 | Y
56769 | Consolidated Edison Development Inc. | 58373 | White River Solar | CA | Tulare | WRCA | OP | Solar Photovoltaic | PV | IPP Non-CHP | 2 | 20 | 20 | 20 | 7 | 2013 |  | Y | [7 empty] | 26 | Y
56769 | Consolidated Edison Development Inc. | 58374 | Corcoran Solar | CA | Kings | CSCA | OP | Solar Photovoltaic | PV | IPP Non-CHP | 2 | 20 | 20 | 20 | 8 | 2013 |  | Y | [7 empty] | 26 | Y
58363 | Oakley Solar Project LLC | 58376 | Oakley Solar Project | CA | Contra Costa | 1 | OP | Solar Photovoltaic | PV | IPP Non-CHP | 2 | 1.5 | 1.5 | 1.5 | 6 | 2013 |  |  |  | Y | [5 empty] | 1.7 | Y
2439 | City of Bryan - (OH) | 58381 | Bryan Solar Field | OH | Williams | 1 | OP | Solar Photovoltaic | PV | Electric Utility | 1 | 2.1 | 1.7 | 1.7 | 2 | 2012 |  |  |  | Y | [5 empty] | 2.1 |  | Y
803 | Arizona Public Service Co | 58383 | Hyder II | AZ | Yuma | PV1 | OP | Solar Photovoltaic | PV | Electric Utility | 1 | 14 | 14 | 14 | 12 | 2013 |  | Y | [7 empty] | 21 | Y
56769 | Consolidated Edison Development Inc. | 58385 | Northbridge Solar | MA | Worcester | NSMA | OP | Solar Photovoltaic | PV | IPP Non-CHP | 2 | 1.9 | 1.9 | 1.9 | 8 | 2013 |  |  |  | Y | [5 empty] | 2.5 | Y
58373 | CU Solar LLC | 58386 | CU Solar Plant | OH | Greene | CU | OP | Solar Photovoltaic | PV | IPP Non-CHP | 2 | 1.8 | 1.8 | 1.8 | 4 | 2013 |  |  |  | Y | [5 empty] | 2.2 | Y
58374 | CES Sterling LLC | 58387 | CES Sterling LLC | MA | Worcester | 1 | OP | Solar Photovoltaic | PV | IPP Non-CHP | 2 | 2.4 | 2 | 2 | 2 | 2013 |  |  |  | Y | [5 empty] | 2.4 | Y |  |  |  |  | N
59873 | Solar Star California XIX, LLC | 58388 | Solar Star 1 | CA | Kern | AVS1 | OP | Solar Photovoltaic | PV | IPP Non-CHP | 2 | 39 | 38 | 38 | 3 | 2014 |  | Y | [7 empty] | 48.9 | Y
59873 | Solar Star California XIX, LLC | 58388 | Solar Star 1 | CA | Kern | SS11 | OP | Solar Photovoltaic | PV | IPP Non-CHP | 2 | 54 | 52.6 | 52.6 | 6 | 2015 |  | Y | [7 empty] | 67.7 | Y
59873 | Solar Star California XIX, LLC | 58388 | Solar Star 1 | CA | Kern | SS12 | OP | Solar Photovoltaic | PV | IPP Non-CHP | 2 | 54 | 52.6 | 52.6 | 2 | 2015 |  | Y | [7 empty] | 67.7 | Y
59873 | Solar Star California XIX, LLC | 58388 | Solar Star 1 | CA | Kern | SS13 | OP | Solar Photovoltaic | PV | IPP Non-CHP | 2 | 58.5 | 57 | 57 | 10 | 2014 |  | Y | [7 empty] | 73.3 | Y
59873 | Solar Star California XIX, LLC | 58388 | Solar Star 1 | CA | Kern | SS14 | OP | Solar Photovoltaic | PV | IPP Non-CHP | 2 | 33 | 32.2 | 32.2 | 6 | 2015 |  | Y | [7 empty] | 40.7 | Y
59873 | Solar Star California XIX, LLC | 58388 | Solar Star 1 | CA | Kern | SS15 | OP | Solar Photovoltaic | PV | IPP Non-CHP | 2 | 15 | 14.6 | 14.6 | 10 | 2014 |  | Y | [7 empty] | 18.8 | Y
59873 | Solar Star California XIX, LLC | 58388 | Solar Star 1 | CA | Kern | SS16 | OP | Solar Photovoltaic | PV | IPP Non-CHP | 2 | 64.5 | 62.9 | 62.9 | 4 | 2014 |  | Y | [7 empty] | 80.8 | Y
59872 | Solar Star California XX, LLC | 58389 | Solar Star 2 | CA | Kern | AVS2 | OP | Solar Photovoltaic | PV | IPP Non-CHP | 2 | 19.5 | 19 | 19 | 3 | 2014 |  | Y | [7 empty] | 24.4 | Y
59872 | Solar Star California XX, LLC | 58389 | Solar Star 2 | CA | Kern | SS21 | OP | Solar Photovoltaic | PV | IPP Non-CHP | 2 | 60 | 59 | 59 | 7 | 2014 |  | Y | [7 empty] | 75.2 | Y
59872 | Solar Star California XX, LLC | 58389 | Solar Star 2 | CA | Kern | SS22 | OP | Solar Photovoltaic | PV | IPP Non-CHP | 2 | 55.5 | 55 | 55 | 12 | 2014 |  | Y | [7 empty] | 69.5 | Y
59872 | Solar Star California XX, LLC | 58389 | Solar Star 2 | CA | Kern | SS23 | OP | Solar Photovoltaic | PV | IPP Non-CHP | 2 | 48 | 47 | 47 | 12 | 2014 |  | Y | [7 empty] | 60.1 | Y
59872 | Solar Star California XX, LLC | 58389 | Solar Star 2 | CA | Kern | SS24 | OP | Solar Photovoltaic | PV | IPP Non-CHP | 2 | 43.5 | 43 | 43 | 6 | 2015 |  | Y | [7 empty] | 54.5 | Y
59872 | Solar Star California XX, LLC | 58389 | Solar Star 2 | CA | Kern | SS25 | OP | Solar Photovoltaic | PV | IPP Non-CHP | 2 | 52.5 | 52 | 52 | 4 | 2014 |  | Y | [7 empty] | 65.8 | Y
58376 | IND Solar Farm | 58391 | IND Solar Farm 1st Phase | IN | Marion | 1 | OP | Solar Photovoltaic | PV | IPP Non-CHP | 2 | 10 | 10 | 10 | 11 | 2013 |  |  |  | Y | [5 empty] | 12.5 | Y
59475 | Imperial Solar 1 LLC | 58398 | Heber Solar | CA | Imperial | 1 | OP | Solar Photovoltaic | PV | IPP Non-CHP | 2 | 10.9 | 10 | 8.2 | 5 | 2014 |  | Y | [7 empty] | 13.1 | Y
58385 | SR Enterprise South LLC | 58401 | Volkswagen Solar System | TN | Hamilton | 1 | OP | Solar Photovoltaic | PV | IPP Non-CHP | 2 | 9.6 | 7.9 | 5.6 | 11 | 2012 |  |  |  | Y | [5 empty] | 9.5 | Y
58387 | Solar Star New Jersey VI LLC | 58402 | Solar Star New Jersey NJ LLC | NJ | Somerset | 1 | OP | Solar Photovoltaic | PV | IPP Non-CHP | 2 | 1.5 | 1.5 | 1.5 | 2 | 2012 |  | Y | [7 empty] | 1.7 | Y
57081 | WGL Energy Systems, Inc | 58403 | Bellingham PV | MA | Worcester | SO032 | OP | Solar Photovoltaic | PV | IPP Non-CHP | 2 | 3 | 3 | 3 | 10 | 2013 |  |  |  | Y | [5 empty] | 3.8 | Y
59745 | First Solar Asset Management | 58408 | Maryland Solar | MD | Washington | MSH1 | OP | Solar Photovoltaic | PV | IPP Non-CHP | 2 | 27 | 20.9 | 20.9 | 9 | 2013 |  |  |  | Y | [5 empty] | 29.1 |  | Y
57081 | WGL Energy Systems, Inc | 58410 | Marshfield PV | MA | Plymouth | SO032 | OP | Solar Photovoltaic | PV | IPP Non-CHP | 2 | 3 | 3 | 3 | 12 | 2013 |  |  |  | Y | [5 empty] | 4 | Y
57081 | WGL Energy Systems, Inc | 58411 | Orange PV | MA | Franklin | SO023 | OP | Solar Photovoltaic | PV | IPP Non-CHP | 2 | 2 | 2 | 2 | 7 | 2013 |  |  | N | Y | [5 empty] | 2.4 | Y
57081 | WGL Energy Systems, Inc | 58412 | Maynard PV | MA | Middlesex | SO026 | OP | Solar Photovoltaic | PV | IPP Non-CHP | 2 | 1 | 1 | 1 | 1 | 2014 |  |  |  | Y | [5 empty] | 1.2 | Y
58413 | Lone Valley Solar Park I LLC | 58417 | Lone Valley Solar Park I LLC | CA | San Bernardino | CP1 | OP | Solar Photovoltaic | PV | IPP Non-CHP | 2 | 10 | 10 | 10 | 12 | 2014 |  | Y | N | [6 empty] | 10 | Y
58661 | Sustainable Power Group, LLC | 58418 | Victor Dry Farm Ranch A | CA | San Bernardino | 1 | OP | Solar Photovoltaic | PV | IPP Non-CHP | 2 | 5 | 5 | 5 | 6 | 2015 |  |  |  | Y | [5 empty] | 5.6 | Y
58661 | Sustainable Power Group, LLC | 58419 | Victor Dry Farm Ranch B | CA | San Bernardino | 1 | OP | Solar Photovoltaic | PV | IPP Non-CHP | 2 | 5 | 5 | 5 | 6 | 2015 |  |  |  | Y | [5 empty] | 5 | Y
58416 | California State University, Northridge | 58422 | CSU Northridge Plant | CA | Los Angeles | B2PV | OP | Solar Photovoltaic | PV | Commercial CHP | 5 | 0.3 | 0.2 | 0.2 | 4 | 2005 |  |  |  | Y | [5 empty] | 0.4 | Y
58416 | California State University, Northridge | 58422 | CSU Northridge Plant | CA | Los Angeles | E6PV | OP | Solar Photovoltaic | PV | Commercial CHP | 5 | 0.2 | 0.1 | 0.1 | 3 | 2003 |  |  |  | Y | [5 empty] | 0.2 | Y
57081 | WGL Energy Systems, Inc | 58423 | Southbridge PV | MA | Worcester | SO022 | OP | Solar Photovoltaic | PV | IPP Non-CHP | 2 | 3 | 3 | 3 | 1 | 2014 |  |  |  | Y | [5 empty] | 3.4 | Y
58427 | Centinela Solar Energy LLC | 58430 | Centinela Solar Energy | CA | Imperial | CSE1 | OP | Solar Photovoltaic | PV | IPP Non-CHP | 2 | 34.2 | 33.4 | 33.4 | 7 | 2013 |  | Y | [7 empty] | 48.9 | Y
58427 | Centinela Solar Energy LLC | 58430 | Centinela Solar Energy | CA | Imperial | CSE2 | OP | Solar Photovoltaic | PV | IPP Non-CHP | 2 | 26.6 | 25.6 | 25.6 | 8 | 2013 |  | Y | [7 empty] | 38.6 | Y
58427 | Centinela Solar Energy LLC | 58430 | Centinela Solar Energy | CA | Imperial | CSE3 | OP | Solar Photovoltaic | PV | IPP Non-CHP | 2 | 34.2 | 33.4 | 33.4 | 10 | 2013 |  | Y | [7 empty] | 49.7 | Y
58427 | Centinela Solar Energy LLC | 58430 | Centinela Solar Energy | CA | Imperial | CSE4 | OP | Solar Photovoltaic | PV | IPP Non-CHP | 2 | 34.2 | 33.4 | 33.4 | 12 | 2013 |  | Y | [7 empty] | 49.8 | Y
58427 | Centinela Solar Energy LLC | 58430 | Centinela Solar Energy | CA | Imperial | CSE5 | OP | Solar Photovoltaic | PV | IPP Non-CHP | 2 | 19 | 18.6 | 18.6 | 4 | 2014 |  | Y | [7 empty] | 31.4 | Y
58427 | Centinela Solar Energy LLC | 58430 | Centinela Solar Energy | CA | Imperial | CSE6 | OP | Solar Photovoltaic | PV | IPP Non-CHP | 2 | 26.6 | 25.6 | 25.6 | 5 | 2014 |  | Y | [7 empty] | 38.6 | Y
58428 | UT West Tennessee Solar Farm | 58431 | West Tennessee Solar Farm | TN | Haywood | SNVA | OP | Solar Photovoltaic | PV | IPP Non-CHP | 2 | 4.2 | 4.2 | 4.2 | 4 | 2012 |  |  | N | Y | [5 empty] | 5 | Y
58438 | Sunstream Energy LLC | 58443 | Martin Limestone Solar Array | PA | Lancaster | GEN1 | OP | Solar Photovoltaic | PV | IPP Non-CHP | 2 | 1 | 1 | 1 | 12 | 2012 |  |  |  | Y | [5 empty] | 1.1 | Y
58440 | CD US Solar MT 2 LLC | 58445 | Arrache 4006 | CA | Los Angeles | 1 | OP | Solar Photovoltaic | PV | IPP Non-CHP | 2 | 1 | 1 | 1 | 8 | 2013 |  | Y | [7 empty] | 1.3 | Y
58440 | CD US Solar MT 2 LLC | 58445 | Arrache 4006 | CA | Los Angeles | 2 | OP | Solar Photovoltaic | PV | IPP Non-CHP | 2 | 1 | 1 | 1 | 8 | 2013 |  | Y | [7 empty] | 1.3 | Y
58440 | CD US Solar MT 2 LLC | 58446 | Arrache 4013 | CA | Los Angeles | 1 | OP | Solar Photovoltaic | PV | IPP Non-CHP | 2 | 1.5 | 1.5 | 1.5 | 8 | 2013 |  | Y | [7 empty] | 2 | Y
58440 | CD US Solar MT 2 LLC | 58447 | Arrache 8083 | CA | Los Angeles | 1 | OP | Solar Photovoltaic | PV | IPP Non-CHP | 2 | 1.5 | 1.5 | 1.5 | 9 | 2013 |  | Y | [7 empty] | 2 | Y
58440 | CD US Solar MT 2 LLC | 58447 | Arrache 8083 | CA | Los Angeles | 2 | OP | Solar Photovoltaic | PV | IPP Non-CHP | 2 | 1.5 | 1.5 | 1.5 | 9 | 2013 |  | Y | [7 empty] | 2 | Y
58440 | CD US Solar MT 2 LLC | 58447 | Arrache 8083 | CA | Los Angeles | 3 | OP | Solar Photovoltaic | PV | IPP Non-CHP | 2 | 1 | 1 | 1 | 9 | 2013 |  | Y | [7 empty] | 1.4 | Y
58440 | CD US Solar MT 2 LLC | 58448 | Nunn | CA | San Bernardino | 1 | OP | Solar Photovoltaic | PV | IPP Non-CHP | 2 | 1 | 1 | 1 | 7 | 2013 |  | Y | [7 empty] | 1.4 | Y
58440 | CD US Solar MT 2 LLC | 58449 | Rutan | CA | Los Angeles | 1 | OP | Solar Photovoltaic | PV | IPP Non-CHP | 2 | 1.5 | 1.5 | 1.5 | 1 | 2014 |  | Y | [7 empty] | 1.9 | Y
58440 | CD US Solar MT 2 LLC | 58449 | Rutan | CA | Los Angeles | 2 | OP | Solar Photovoltaic | PV | IPP Non-CHP | 2 | 1.5 | 1.5 | 1.5 | 1 | 2014 |  | Y | [7 empty] | 1.9 | Y
58440 | CD US Solar MT 2 LLC | 58449 | Rutan | CA | Los Angeles | 3 | OP | Solar Photovoltaic | PV | IPP Non-CHP | 2 | 1 | 1 | 1 | 1 | 2014 |  | Y | [7 empty] | 1.3 | Y
58440 | CD US Solar MT 2 LLC | 58450 | Vinam | CA | Los Angeles | 1 | OP | Solar Photovoltaic | PV | IPP Non-CHP | 2 | 1.5 | 1.5 | 1.5 | 7 | 2013 |  | Y | [7 empty] | 2 | Y
58440 | CD US Solar MT 2 LLC | 58451 | Ma | CA | Los Angeles | 1 | OP | Solar Photovoltaic | PV | IPP Non-CHP | 2 | 1.5 | 1.5 | 1.5 | 10 | 2013 |  | Y | [7 empty] | 2 | Y
58440 | CD US Solar MT 2 LLC | 58452 | Horn | CA | Los Angeles | 1 | OP | Solar Photovoltaic | PV | IPP Non-CHP | 2 | 1.5 | 1.5 | 1.5 | 10 | 2013 |  | Y | [7 empty] | 2 | Y
58442 | Dixon Dairy Road | 58453 | Dixon Dairy Road Solar | NC | Cleveland | 1 | OP | Solar Photovoltaic | PV | IPP Non-CHP | 2 | 4 | 4 | 4 | 12 | 2011 |  |  |  | Y | [5 empty] | 5 | Y
58440 | CD US Solar MT 2 LLC | 58454 | Watts 3115 | CA | San Bernardino | 1 | OP | Solar Photovoltaic | PV | IPP Non-CHP | 2 | 1.5 | 1.5 | 1.5 | 8 | 2013 |  | Y | [7 empty] | 2 | Y
58440 | CD US Solar MT 2 LLC | 58454 | Watts 3115 | CA | San Bernardino | 2 | OP | Solar Photovoltaic | PV | IPP Non-CHP | 2 | 0.5 | 0.5 | 0.5 | 12 | 2013 |  | Y | [7 empty] | 0.7 | Y
58451 | McCoy Solar, LLC | 58462 | McCoy Solar Energy Project | CA | Riverside | BLK4 | OP | Solar Photovoltaic | PV | IPP Non-CHP | 2 | 31.4 | 31.4 | 31.4 | 9 | 2015 |  | Y | [7 empty] | 40.3 |  | Y
58451 | McCoy Solar, LLC | 58462 | McCoy Solar Energy Project | CA | Riverside | BLK5 | OP | Solar Photovoltaic | PV | IPP Non-CHP | 2 | 31.4 | 31.4 | 31.4 | 11 | 2015 |  | Y | [7 empty] | 40.1 |  | Y
58451 | McCoy Solar, LLC | 58462 | McCoy Solar Energy Project | CA | Riverside | BLK6 | OP | Solar Photovoltaic | PV | IPP Non-CHP | 2 | 26.9 | 26.9 | 26.9 | 12 | 2015 |  | Y | [7 empty] | 32.6 |  | Y
58451 | McCoy Solar, LLC | 58462 | McCoy Solar Energy Project | CA | Riverside | BLK8 | OP | Solar Photovoltaic | PV | IPP Non-CHP | 2 | 36.5 | 36.5 | 36.5 | 8 | 2015 |  | Y | [7 empty] | 45.6 |  | Y
58452 | SMECO Solar LLC | 58463 | Herbert Farm Solar | MD | Charles | 1 | OP | Solar Photovoltaic | PV | Electric Utility | 1 | 5.5 | 5.5 | 5.5 | 11 | 2012 |  |  |  | Y | [5 empty] | 7 | Y
57369 | Apple, Inc | 58466 | Mesa Solar Array | AZ | Maricopa | MSA1 | OP | Solar Photovoltaic | PV | IPP Non-CHP | 2 | 4 | 4 | 4 | 3 | 2013 |  |  |  | Y | [5 empty] | 4.1 |  | Y
17650 | Southern Power Co | 58467 | Campo Verde Solar | CA | Imperial | CVS1 | OP | Solar Photovoltaic | PV | IPP Non-CHP | 2 | 147.4 | 139 | 139 | 10 | 2013 |  |  |  | Y | [5 empty] | 201.1 |  | Y
5070 | Delaware Electric Cooperative | 58473 | Bruce A Henry Solar Farm | DE | Sussex | BHSF | OP | Solar Photovoltaic | PV | Electric Utility | 1 | 4 | 3.9 | 3 | 8 | 2013 |  |  |  | Y | [5 empty] | 5.2 | Y
58464 | City of Las Vegas | 58477 | Las Vegas WPCF Solar Plant | NV | Clark | 1 | OP | Solar Photovoltaic | PV | IPP Non-CHP | 2 | 3.3 | 3.3 | 3.3 | 5 | 2013 |  | Y | [7 empty] | 3.5 | Y
58465 | Green States Energy, Inc. | 58479 | SEV NM Phase 2 | NM | Chaves | NMP2 | OP | Solar Photovoltaic | PV | IPP Non-CHP | 2 | 2 | 1.4 | 1.1 | 6 | 2013 |  |  |  | Y | [5 empty] | 2.5 | Y
58466 | SunEnergy1 | 58480 | Plymouth Solar LLC | NC | Washington | 1 | OP | Solar Photovoltaic | PV | IPP Non-CHP | 2 | 5 | 5 | 3 | 9 | 2012 |  |  |  | Y | [5 empty] | 6.5 | Y
58467 | SSA Solar of CO 1, LLC | 58481 | CSU Pueblo | CO | Pueblo | CSU1 | OP | Solar Photovoltaic | PV | Commercial Non-CHP | 4 | 1 | 1 | 1 | 12 | 2008 |  | Y |  | Y | [5 empty] | 1.2 | Y
58468 | Dominion Renewable Energy | 58482 | Azalea Solar, LLC | GA | Washington | 1 | OP | Solar Photovoltaic | PV | IPP Non-CHP | 2 | 7.7 | 7.7 | 7.7 | 12 | 2013 |  |  |  | Y | [5 empty] | 9.7 | [5 empty] | Y
58469 | Tinton Falls Solar | 58483 | Tinton Falls Solar Farm | NJ | Monmouth | UNIT1 | OP | Solar Photovoltaic | PV | IPP Non-CHP | 2 | 16 | 16 | 16 | 11 | 2012 |  |  |  | Y | [5 empty] | 19 | Y
58764 | Origis Energy USA, Inc | 58485 | Upson Rocky Creek Solar Plant | GA | Upson | PV1 | OP | Solar Photovoltaic | PV | IPP Non-CHP | 2 | 1 | 1 | 1 | 6 | 2012 |  |  |  | Y | [5 empty] | 1 | Y
58473 | NVT LICENSES, LLC | 58486 | Picture Rocks Solar, LLC | AZ | Pima | 1 | OP | Solar Photovoltaic | PV | IPP Non-CHP | 2 | 20 | 20 | 20 | 12 | 2012 |  | Y | [7 empty] | 25.3 | Y
17650 | Southern Power Co | 58487 | Granville Solar PV Power Project | NC | Granville | 1 | OP | Solar Photovoltaic | PV | IPP Non-CHP | 2 | 2.5 | 2.5 | 2.5 | 10 | 2012 |  | Y | [7 empty] | 3 | Y
58473 | NVT LICENSES, LLC | 58488 | Bryan Solar, LLC | TX | Presidio | 1 | OP | Solar Photovoltaic | PV | IPP Non-CHP | 2 | 10 | 10 | 10 | 6 | 2013 |  | Y | [7 empty] | 12.1 | Y
17650 | Southern Power Co | 58489 | Apex Solar PV Power Project | NV | Clark | 1 | OP | Solar Photovoltaic | PV | IPP Non-CHP | 2 | 20 | 20 | 20 | 7 | 2012 |  | Y | [7 empty] | 24.9 | Y
17650 | Southern Power Co | 58490 | Spectrum Solar PV Power Project | NV | Clark | 1 | OP | Solar Photovoltaic | PV | IPP Non-CHP | 2 | 30 | 30.2 | 30.2 | 9 | 2013 |  | Y | [7 empty] | 37.6 | Y
58477 | O2energies, Inc. | 58491 | Sandy Cross Solar, LLC | NC | Nash | SANDY | OP | Solar Photovoltaic | PV | IPP Non-CHP | 2 | 1.2 | 1.2 | 1.2 | 5 | 2012 |  |  |  | Y | [5 empty] | 1.5 | Y
58477 | O2energies, Inc. | 58492 | Ararat Rock Solar, LLC | NC | Surry | ARARR | OP | Solar Photovoltaic | PV | IPP Non-CHP | 2 | 3.5 | 3.5 | 3.5 | 9 | 2012 |  |  |  | Y | [5 empty] | 4.5 | Y
58477 | O2energies, Inc. | 58493 | Progress Solar 1, LLC | NC | Franklin | PRO1 | OP | Solar Photovoltaic | PV | IPP Non-CHP | 2 | 4 | 4 | 4 | 10 | 2012 |  |  |  | Y | [5 empty] | 4.5 | Y
58477 | O2energies, Inc. | 58494 | Progress Solar II, LLC | NC | Robeson | PROG2 | OP | Solar Photovoltaic | PV | IPP Non-CHP | 2 | 3.5 | 3.5 | 3.5 | 11 | 2012 |  |  |  | Y | [5 empty] | 4.5 | Y
58477 | O2energies, Inc. | 58495 | Progress Solar III, LLC | NC | Robeson | PROG3 | OP | Solar Photovoltaic | PV | IPP Non-CHP | 2 | 3.5 | 3.5 | 3.5 | 11 | 2012 |  |  |  | Y | [5 empty] | 4.5 | Y
58135 | Ecos Energy LLC | 58496 | Lincoln Solar | IN | Lake | PV2 | OP | Solar Photovoltaic | PV | IPP Non-CHP | 2 | 1.5 | 1.5 | 1.5 | 12 | 2012 |  |  |  | Y | [5 empty] | 2 | Y
58478 | RE Rosamond One LLC | 58498 | Rosamond One | CA | Kern | RONE | OP | Solar Photovoltaic | PV | IPP Non-CHP | 2 | 20 | 20 | 20 | 1 | 2014 |  | Y | [7 empty] | 26.2 | Y
58479 | RE Rosamond Two LLC | 58499 | Rosamond Two | CA | Kern | RTWO | OP | Solar Photovoltaic | PV | IPP Non-CHP | 2 | 20 | 20 | 20 | 1 | 2014 |  | Y | [7 empty] | 20.9 | Y
58480 | RE Rio Grande, LLC | 58500 | Rio Grande Solar | CA | Kern | RIO | OP | Solar Photovoltaic | PV | IPP Non-CHP | 2 | 5 | 5 | 5 | 12 | 2013 |  | Y | [7 empty] | 5 | Y
58481 | RE Gillespie 1 LLC | 58501 | Gillespie 1 | AZ | Maricopa | GILL1 | OP | Solar Photovoltaic | PV | IPP Non-CHP | 2 | 15 | 15 | 15 | 12 | 2013 |  | Y | [7 empty] | 20.2 | Y
58482 | RE Columbia 3 LLC | 58502 | Columbia 3 | CA | Kern | COL3 | OP | Solar Photovoltaic | PV | IPP Non-CHP | 2 | 10 | 10 | 10 | 1 | 2014 |  | Y | [7 empty] | 11.1 | Y
58485 | Rutgers, The State University of NJ | 58504 | Livingston Solar Farm | NJ | Middlesex | LVSF | OP | Solar Photovoltaic | PV | Commercial Non-CHP | 4 | 1.2 | 1.2 | 1 | 5 | 2009 |  |  |  | Y | [5 empty] | 1.4 | Y
58485 | Rutgers, The State University of NJ | 58505 | Livingston Solar Canopies | NJ | Middlesex | LVSC | OP | Solar Photovoltaic | PV | Commercial Non-CHP | 4 | 6.6 | 6.4 | 3.2 | 1 | 2013 |  |  |  | Y | [5 empty] | 8 | Y
58486 | Chuckawalla Solar LLC | 58506 | Chuckawalla Solar | CA | Riverside | 0937 | OP | Solar Photovoltaic | PV | IPP Non-CHP | 2 | 4 | 4 | 4 | 6 | 2012 |  |  |  | Y | [5 empty] | 4.4 | Y
58135 | Ecos Energy LLC | 58508 | Bear Creek Solar | CA | San Joaquin | PV3 | OP | Solar Photovoltaic | PV | IPP Non-CHP | 2 | 1.5 | 1.5 | 1.5 | 2 | 2014 |  | Y | [7 empty] | 1.9 | Y
58135 | Ecos Energy LLC | 58509 | Vintner Solar | CA | San Luis Obispo | PV4 | OP | Solar Photovoltaic | PV | IPP Non-CHP | 2 | 1.5 | 1.5 | 1.5 | 4 | 2014 |  | Y | [7 empty] | 2.1 | Y
58135 | Ecos Energy LLC | 58510 | Kettleman Solar Project | CA | San Joaquin | PV5 | OP | Solar Photovoltaic | PV | IPP Non-CHP | 2 | 1 | 1 | 1 | 4 | 2014 |  |  |  | Y | [5 empty] | 1.4 | Y
58489 | OCI Solar Power | 58512 | Cornerstone Power Vineland I LLC | NJ | Cumberland | PV1 | OP | Solar Photovoltaic | PV | IPP Non-CHP | 2 | 3.1 | 3.1 | 3.1 | 2 | 2012 |  | Y | [7 empty] | 3.7 | Y
58490 | Ironwood Solar LLC | 58513 | Ironwood Solar LLC | CA | Riverside | 0937 | OP | Solar Photovoltaic | PV | IPP Non-CHP | 2 | 4 | 4 | 4 | 4 | 2012 |  |  |  | Y | [5 empty] | 4.6 | Y
57365 | Consolidated Edison Solutions Inc | 58514 | Desert Hot Springs Solar | CA | Riverside | DHCA | OP | Solar Photovoltaic | PV | IPP Non-CHP | 2 | 2.3 | 2.2 | 2.2 | 12 | 2013 |  |  |  | Y | [5 empty] | 2.9 | Y
58492 | Chattanooga Metropolitan Airport | 58515 | Chattanooga Metropolitan Airport Solar | TN | Hamilton | GEN1 | OP | Solar Photovoltaic | PV | Commercial Non-CHP | 4 | 1 | 0.7 | 0.3 | 12 | 2011 |  |  |  | Y | [5 empty] | 1 | Y
58492 | Chattanooga Metropolitan Airport | 58515 | Chattanooga Metropolitan Airport Solar | TN | Hamilton | GEN2 | OP | Solar Photovoltaic | PV | Commercial Non-CHP | 4 | 1.1 | 0.8 | 0.3 | 6 | 2013 |  |  |  | Y | [5 empty] | 1.1 | Y
58491 | Constellation Solar Holding, LLC | 58516 | Union HS at Casa Grande | AZ | Pinal | PV1 | OP | Solar Photovoltaic | PV | IPP Non-CHP | 2 | 1.6 | 1.6 | 1.6 | 12 | 2012 |  |  |  | Y | [5 empty] | 2.1 | Y
58491 | Constellation Solar Holding, LLC | 58517 | Vista Grande HS at Casa Grande | AZ | Pinal | PV1 | OP | Solar Photovoltaic | PV | IPP Non-CHP | 2 | 1.8 | 1.4 | 1.4 | 12 | 2012 |  |  |  | Y | [5 empty] | 1.8 | Y
58495 | Syncarpha Alethea I, LLC | 58519 | Alethea I | NJ | Burlington | 1 | OP | Solar Photovoltaic | PV | IPP Non-CHP | 2 | 2.8 | 2.8 | 2.8 | 11 | 2011 |  |  |  | Y | [5 empty] | 3 | Y
59300 | PNM Resources | 58520 | Otero Solar | NM | Otero | OTE1 | OP | Solar Photovoltaic | PV | Electric Utility | 1 | 8 | 8 | 8 | 12 | 2013 |  |  |  | Y | [5 empty] | 9.6 |  | Y
59300 | PNM Resources | 58521 | Manzano Solar | NM | Valencia | MAN1 | OP | Solar Photovoltaic | PV | Electric Utility | 1 | 8.4 | 8.4 | 8.4 | 10 | 2013 |  |  |  | Y | [5 empty] | 10.1 |  | Y
59622 | Ahana Renewables, LLC | 58522 | Madera Community Hospital | CA | Madera | 1 | OP | Solar Photovoltaic | PV | IPP Non-CHP | 2 | 1 | 1 | 1 | 10 | 2011 |  | Y | [7 empty] | 1.1 | Y
58499 | NRSF OPCO LLC | 58524 | Neuse River Solar Farm | NC | Wake | 1 | OP | Solar Photovoltaic | PV | IPP Non-CHP | 2 | 1.1 | 1.1 | 1.1 | 12 | 2011 | N |  |  | Y | [5 empty] | 1.3 | Y
58500 | City of Hayward | 58525 | City of Hayward WWTP | CA | Alameda | 1 | OP | Solar Photovoltaic | PV | IPP Non-CHP | 2 | 1 | 1 | 1 | 11 | 2010 |  |  |  | Y | [5 empty] | 1.2 | Y
58501 | Five Crowns Inc | 58527 | Crown Cooling Facility | CA | Imperial | 1 | OP | Solar Photovoltaic | PV | Industrial Non-CHP | 6 | 1 | 1 | 1 | 12 | 2011 |  |  |  | Y | [5 empty] | 1.2 | Y
58503 | Garnet Solar Power Station 1 LLC | 58528 | Garnet Solar Power Station 1 LLC | CA | Riverside | WDT44 | OP | Solar Photovoltaic | PV | IPP Non-CHP | 2 | 4 | 4 | 4 | 12 | 2014 |  | Y | [7 empty] | 5 | Y
60025 | Greenbacker Renewable Energy Corporation | 58529 | Progress Manis I | NC | Scotland | P11A | OP | Solar Photovoltaic | PV | IPP Non-CHP | 2 | 0.5 | 0.5 | 0.5 | 4 | 2012 |  |  |  | Y | [5 empty] | 0.6 | Y
60025 | Greenbacker Renewable Energy Corporation | 58529 | Progress Manis I | NC | Scotland | P11B | OP | Solar Photovoltaic | PV | IPP Non-CHP | 2 | 0.5 | 0.5 | 0.5 | 4 | 2012 |  |  |  | Y | [5 empty] | 0.6 | Y
60025 | Greenbacker Renewable Energy Corporation | 58531 | North Carolina Solar Bethea I | NC | Scotland | P22A | OP | Solar Photovoltaic | PV | IPP Non-CHP | 2 | 0.5 | 0.5 | 0.5 | 2 | 2013 |  |  |  | Y | [5 empty] | 0.6 | Y
60025 | Greenbacker Renewable Energy Corporation | 58531 | North Carolina Solar Bethea I | NC | Scotland | P22B | OP | Solar Photovoltaic | PV | IPP Non-CHP | 2 | 0.5 | 0.5 | 0.5 | 4 | 2012 |  |  |  | Y | [5 empty] | 0.6 | Y
58506 | Westford Solar Park | 58534 | Westford Solar Park | MA | Middlesex | 1 | OP | Solar Photovoltaic | PV | IPP Non-CHP | 2 | 4 | 4 | 4 | 4 | 2012 |  |  |  | Y | [5 empty] | 4.5 | Y
56645 | Aqua America Inc | 58535 | Pickering Solar | PA | Chester | 1 | OP | Solar Photovoltaic | PV | IPP Non-CHP | 2 | 1.5 | 1.4 | 1 | 1 | 2012 |  |  |  | Y | [5 empty] | 1.8 | Y
58489 | OCI Solar Power | 58536 | Cornerstone Power Holmdel LLC | NJ | Monmouth | 1 | OP | Solar Photovoltaic | PV | IPP Non-CHP | 2 | 3 | 3 | 3 | 5 | 2013 |  | Y | Y | [6 empty] | 3.7 | Y
58489 | OCI Solar Power | 58537 | OCI Alamo Solar I | TX | Bexar | 1 | OP | Solar Photovoltaic | PV | IPP Non-CHP | 2 | 40.7 | 40.7 | 40.7 | 12 | 2013 |  | Y | Y | [6 empty] | 49.5 | Y
58508 | Carolina Solar Energy II LLC | 58538 | PCSP3 Airport | NC | Person | 3 | OP | Solar Photovoltaic | PV | IPP Non-CHP | 2 | 2.5 | 2.5 | 2.5 | 10 | 2011 |  |  |  | Y | [5 empty] | 3 | Y
58507 | Solar Star Arizona III LLC | 58539 | Lake Pleasant WTP | AZ | Maricopa | 1 | OP | Solar Photovoltaic | PV | Commercial Non-CHP | 4 | 6.5 | 6 | 4.1 | 12 | 2012 |  | Y | [7 empty] | 7.6 | Y
58509 | Affordable Solar Silver City, LLC | 58540 | Silver City WWTP PV Project | NM | Grant | PV-1 | OP | Solar Photovoltaic | PV | IPP Non-CHP | 2 | 1 | 1 | 1 | 6 | 2013 |  |  |  | Y | [5 empty] | 1.1 | Y
58511 | SunGen Sharon 1 LLC | 58541 | SunGen Sharon 1 LLC | VT | Windsor | 1 | OP | Solar Photovoltaic | PV | IPP Non-CHP | 2 | 1.8 | 1.8 | 1.8 | 8 | 2012 |  |  |  | Y | [5 empty] | 3.5 | Y
58290 | NextEra Energy Desert Sunlight 250, LLC | 58542 | Desert Sunlight 250, LLC | CA | Riverside | DSL12 | OP | Solar Photovoltaic | PV | IPP Non-CHP | 2 | 39.1 | 39.1 | 39.1 | 12 | 2013 |  |  |  | Y | [5 empty] | 50 |  | Y
58290 | NextEra Energy Desert Sunlight 250, LLC | 58542 | Desert Sunlight 250, LLC | CA | Riverside | DSL13 | OP | Solar Photovoltaic | PV | IPP Non-CHP | 2 | 39.1 | 39.1 | 39.1 | 1 | 2014 |  |  |  | Y | [5 empty] | 51.3 |  | Y
58290 | NextEra Energy Desert Sunlight 250, LLC | 58542 | Desert Sunlight 250, LLC | CA | Riverside | DSL14 | OP | Solar Photovoltaic | PV | IPP Non-CHP | 2 | 26.5 | 26.5 | 26.5 | 4 | 2014 |  |  |  | Y | [5 empty] | 35.4 |  | Y
58290 | NextEra Energy Desert Sunlight 250, LLC | 58542 | Desert Sunlight 250, LLC | CA | Riverside | DSL15 | OP | Solar Photovoltaic | PV | IPP Non-CHP | 2 | 13.9 | 13.9 | 13.9 | 6 | 2014 |  |  |  | Y | [5 empty] | 19.1 |  | Y
58290 | NextEra Energy Desert Sunlight 250, LLC | 58542 | Desert Sunlight 250, LLC | CA | Riverside | DSL16 | OP | Solar Photovoltaic | PV | IPP Non-CHP | 2 | 22.7 | 22.7 | 22.7 | 11 | 2013 |  |  |  | Y | [5 empty] | 28 |  | Y
58290 | NextEra Energy Desert Sunlight 250, LLC | 58542 | Desert Sunlight 250, LLC | CA | Riverside | DSL17 | OP | Solar Photovoltaic | PV | IPP Non-CHP | 2 | 29 | 29 | 29 | 11 | 2013 |  |  |  | Y | [5 empty] | 36 |  | Y
58290 | NextEra Energy Desert Sunlight 250, LLC | 58542 | Desert Sunlight 250, LLC | CA | Riverside | DSL18 | OP | Solar Photovoltaic | PV | IPP Non-CHP | 2 | 29 | 29 | 29 | 6 | 2014 |  |  |  | Y | [5 empty] | 38.5 |  | Y
58290 | NextEra Energy Desert Sunlight 250, LLC | 58542 | Desert Sunlight 250, LLC | CA | Riverside | DSL19 | OP | Solar Photovoltaic | PV | IPP Non-CHP | 2 | 25.2 | 25.2 | 25.2 | 10 | 2014 |  |  |  | Y | [5 empty] | 34.8 |  | Y
58290 | NextEra Energy Desert Sunlight 250, LLC | 58542 | Desert Sunlight 250, LLC | CA | Riverside | DSL20 | OP | Solar Photovoltaic | PV | IPP Non-CHP | 2 | 25.2 | 25.2 | 25.2 | 11 | 2013 |  |  |  | Y | [5 empty] | 37 |  | Y
58514 | Gilbert Solar Facility I, LLC | 58543 | Gilbert Solar Facility I, LLC | AZ | Maricopa | 1 | OP | Solar Photovoltaic | PV | IPP Non-CHP | 2 | 2.5 | 2.5 | 2.5 | 10 | 2011 |  | Y |  | N | [5 empty] | 2.2 | Y
58515 | NextEra Energy Mountain View Solar | 58544 | Mountain View Solar | NV | Clark | 1 | OP | Solar Photovoltaic | PV | IPP Non-CHP | 2 | 20 | 20 | 20 | 1 | 2014 |  | Y | [7 empty] | 25 | Y
58518 | NRG Solar Community 1 LLC | 58545 | Community Solar 1 | CA | Imperial | 1 | OP | Solar Photovoltaic | PV | IPP Non-CHP | 2 | 5.7 | 5.7 | 5.7 | 6 | 2014 |  | Y | [7 empty] | 7.5 | Y
58519 | Clean Energy Collective LLC | 58547 | SMPA Solar 1 | CO | Montrose | 1 | OP | Solar Photovoltaic | PV | IPP Non-CHP | 2 | 1 | 1 | 1 | 12 | 2012 |  |  |  | Y | [5 empty] | 2.4 | Y
11936 | McBryde Sugar Co Ltd | 58549 | Port Allen Solar | HI | Kauai | 1 | OP | Solar Photovoltaic | PV | IPP Non-CHP | 2 | 6 | 6 | 6 | 12 | 2012 |  |  |  | Y | [5 empty] | 7.2 | Y
58491 | Constellation Solar Holding, LLC | 58550 | Owens Corning at Bethlehem | NY | Albany | PV1 | OP | Solar Photovoltaic | PV | IPP Non-CHP | 2 | 2 | 2 | 2 | 10 | 2013 |  |  |  | Y | [5 empty] | 2.3 | Y
58468 | Dominion Renewable Energy | 58552 | Indy Solar I, LLC | IN | Marion | 1 | OP | Solar Photovoltaic | PV | IPP Non-CHP | 2 | 10 | 10 | 10 | 12 | 2013 |  |  |  | Y | [5 empty] | 13.9 | Y |  |  |  |  | N
58468 | Dominion Renewable Energy | 58553 | Indy Solar III, LLC | IN | Marion | 1 | OP | Solar Photovoltaic | PV | IPP Non-CHP | 2 | 8.6 | 8.6 | 8.6 | 12 | 2013 |  |  |  | Y | [5 empty] | 11.9 | Y |  |  |  |  | Y
58468 | Dominion Renewable Energy | 58554 | Somers Solar Center, LLC | CT | Tolland | 1 | OP | Solar Photovoltaic | PV | IPP Non-CHP | 2 | 5 | 5 | 5 | 12 | 2013 |  |  |  | Y |  |  |  |  | N | 7.4 | Y |  |  |  |  | N
58468 | Dominion Renewable Energy | 58556 | Indy Solar II, LLC | IN | Marion | 1 | OP | Solar Photovoltaic | PV | IPP Non-CHP | 2 | 10.1 | 10 | 10 | 12 | 2013 |  |  |  | Y | [5 empty] | 13.9 | Y |  |  |  |  | N
56769 | Consolidated Edison Development Inc. | 58561 | Merrimac Solar | MA | Essex | MSMA | OP | Solar Photovoltaic | PV | IPP Non-CHP | 2 | 1.5 | 1.5 | 1.5 | 12 | 2013 |  |  |  | Y | [5 empty] | 2 | Y
56769 | Consolidated Edison Development Inc. | 58564 | Frenchtown III Solar | NJ | Hunterdon | F3NJ | OP | Solar Photovoltaic | PV | IPP Non-CHP | 2 | 7.9 | 7.9 | 7.9 | 12 | 2013 |  |  |  | Y | [5 empty] | 11.5 | Y
56999 | Western Massachusetts Electric Company | 58568 | Cottage Street Solar Facility | MA | Hampden | PV-3 | OP | Solar Photovoltaic | PV | Electric Utility | 1 | 3.2 | 3.2 | 3.2 | 5 | 2014 |  |  |  | Y | [5 empty] | 3.9 | Y
34012 | FPL Energy MH50 LP | 58569 | Paradise Solar Energy Center | NJ | Gloucester | 1 | OP | Solar Photovoltaic | PV | IPP Non-CHP | 2 | 5 | 5 | 5 | 3 | 2011 |  |  |  | Y | [5 empty] | 5.5 | Y
49893 | Invenergy Services LLC | 58572 | Lakeland Solar Energy LLC | GA | Lanier | 1 | OP | Solar Photovoltaic | PV | IPP Non-CHP | 2 | 0.9 | 0.9 | 0.9 | 12 | 2013 |  |  |  | Y | [5 empty] | 1 | Y
49893 | Invenergy Services LLC | 58572 | Lakeland Solar Energy LLC | GA | Lanier | 2 | OP | Solar Photovoltaic | PV | IPP Non-CHP | 2 | 0.9 | 0.9 | 0.9 | 12 | 2013 |  |  |  | Y | [5 empty] | 1 | Y
58465 | Green States Energy, Inc. | 58576 | GSE NM1 | NM | Chaves | NMP1 | OP | Solar Photovoltaic | PV | IPP Non-CHP | 2 | 2.3 | 1.7 | 1.3 | 5 | 2011 |  |  |  | Y | [5 empty] | 2.9 | Y
58537 | Fresh Air Energy IV LLC | 58578 | Sonora 1 | CA | Tuolumne | SON1 | OP | Solar Photovoltaic | PV | IPP Non-CHP | 2 | 1.5 | 1.5 | 1.5 | 12 | 2013 |  | Y | [7 empty] | 1.9 | Y
58540 | California PV Energy LLC | 58581 | Oltmans SCE at Champagne | CA | San Bernardino | 1 | OP | Solar Photovoltaic | PV | IPP Non-CHP | 2 | 1 | 1 | 1 | 12 | 2013 |  |  |  | Y | [5 empty] | 1.4 | Y
58540 | California PV Energy LLC | 58582 | Oltmans SCE at Jurupa | CA | San Bernardino | 1 | OP | Solar Photovoltaic | PV | IPP Non-CHP | 2 | 1.5 | 1.5 | 1.5 | 12 | 2013 |  |  |  | Y | [5 empty] | 2 | Y
58541 | Forbes Street Solar, LLC | 58583 | Forbes Street Solar | RI | Providence | FSS1 | OP | Solar Photovoltaic | PV | IPP Non-CHP | 2 | 3 | 3 | 3 | 12 | 2013 |  |  |  | Y | [5 empty] | 3.7 | Y
58542 | Trustees of Princeton University | 58584 | Princeton University Cogeneration | NJ | Mercer | PV1 | OP | Solar Photovoltaic | PV | Commercial CHP | 5 | 4.5 | 4.5 | 4.5 | 10 | 2012 |  | Y | [7 empty] | 5.3 | Y
58544 | Sierra Nevada Brewing Co | 58585 | Sierra Nevada Brewing Co | CA | Butte | SOLR | OP | Solar Photovoltaic | PV | Industrial Non-CHP | 6 | 1.7 | 1.4 | 0.9 | 9 | 2007 |  | Y |  | Y | [5 empty] | 2 | Y
57313 | SolarCity Corporation | 58586 | Town of East Bridgewater | MA | Plymouth | 1 | OP | Solar Photovoltaic | PV | IPP Non-CHP | 2 | 2 | 2 | 2 | 6 | 2013 |  | Y | [7 empty] | 2.4 | Y
57081 | WGL Energy Systems, Inc | 58588 | Sue Cleveland High School | NM | Sandoval | SCHS | OP | Solar Photovoltaic | PV | IPP Non-CHP | 2 | 1 | 1 | 1 | 11 | 2013 |  |  |  | Y | [5 empty] | 1.2 | Y
57081 | WGL Energy Systems, Inc | 58589 | Rio Rancho High School | NM | Sandoval | RRHS | OP | Solar Photovoltaic | PV | IPP Non-CHP | 2 | 1 | 1 | 1 | 11 | 2013 |  |  |  | Y | [5 empty] | 1.2 | Y
58546 | Cascade Solar LLC | 58590 | Cascade Solar | CA | San Bernardino | 1 | OP | Solar Photovoltaic | PV | IPP Non-CHP | 2 | 18.5 | 18.5 | 18.5 | 1 | 2014 |  | Y | [7 empty] | 24.1 | Y
17650 | Southern Power Co | 58592 | Solar Gen 2 | CA | Imperial | ALHM | OP | Solar Photovoltaic | PV | IPP Non-CHP | 2 | 51.7 | 54.4 | 54.4 | 11 | 2014 |  |  |  | Y | [5 empty] | 64.7 | Y | Y
17650 | Southern Power Co | 58592 | Solar Gen 2 | CA | Imperial | ARK | OP | Solar Photovoltaic | PV | IPP Non-CHP | 2 | 51.7 | 54.4 | 54.4 | 11 | 2014 |  |  |  | Y | [5 empty] | 64.7 | Y | Y
17650 | Southern Power Co | 58592 | Solar Gen 2 | CA | Imperial | SONR | OP | Solar Photovoltaic | PV | IPP Non-CHP | 2 | 51.7 | 54.4 | 54.4 | 11 | 2014 |  |  |  | Y | [5 empty] | 64.7 | Y | Y
59155 | First Wind O&M, LLC | 58598 | Beryl Solar Plant | UT | Iron | BSP1 | OP | Solar Photovoltaic | PV | IPP Non-CHP | 2 | 3 | 3 | 3 | 8 | 2015 |  |  |  | Y | [5 empty] | 3.4 | Y
59155 | First Wind O&M, LLC | 58599 | Cedar Valley Solar Plant | UT | Iron | CVSP1 | OP | Solar Photovoltaic | PV | IPP Non-CHP | 2 | 3 | 3 | 3 | 12 | 2015 |  |  |  | Y | [5 empty] | 3.4 | Y
59155 | First Wind O&M, LLC | 58600 | Buckhorn Solar Plant | UT | Iron | BSP1 | OP | Solar Photovoltaic | PV | IPP Non-CHP | 2 | 3 | 3 | 3 | 12 | 2015 |  |  |  | Y | [5 empty] | 3.4 | Y
59155 | First Wind O&M, LLC | 58601 | Milford Flat Solar Plant | UT | Beaver | MFSP1 | OP | Solar Photovoltaic | PV | IPP Non-CHP | 2 | 3 | 3 | 3 | 7 | 2015 |  |  |  | Y | [5 empty] | 3.4 | Y
59155 | First Wind O&M, LLC | 58602 | Laho Solar Plant | UT | Beaver | LSP1 | OP | Solar Photovoltaic | PV | IPP Non-CHP | 2 | 3 | 3 | 3 | 7 | 2015 |  |  |  | Y | [5 empty] | 3.4 | Y
59155 | First Wind O&M, LLC | 58603 | Greenville Solar Plant | UT | Beaver | GVSP1 | OP | Solar Photovoltaic | PV | IPP Non-CHP | 2 | 2.2 | 2.2 | 2.2 | 10 | 2015 |  |  |  | Y | [5 empty] | 2.5 | Y
59155 | First Wind O&M, LLC | 58604 | Granite Peak Solar Plant | UT | Beaver | GPSP1 | OP | Solar Photovoltaic | PV | IPP Non-CHP | 2 | 3 | 3 | 3 | 8 | 2015 |  |  |  | Y | [5 empty] | 3.4 | Y
58661 | Sustainable Power Group, LLC | 58609 | Industry Solar Power Generation Station 1 LLC | CA | San Bernardino | ISP1 | OP | Solar Photovoltaic | PV | IPP Non-CHP | 2 | 1.5 | 1.5 | 1.5 | 12 | 2013 |  | Y | [7 empty] | 1.9 | Y
58661 | Sustainable Power Group, LLC | 58610 | Navajo Solar Power Generation Station 1 LLC | CA | San Bernardino | NSP1 | OP | Solar Photovoltaic | PV | IPP Non-CHP | 2 | 1.5 | 1.5 | 1.5 | 12 | 2013 |  | Y | [7 empty] | 1.9 | Y
58661 | Sustainable Power Group, LLC | 58611 | Powhatan Solar Power Generation Station 1 LLC | CA | San Bernardino | 1 | OP | Solar Photovoltaic | PV | IPP Non-CHP | 2 | 1.5 | 1.5 | 1.5 | 12 | 2013 |  | Y | [7 empty] | 1.9 | Y
58661 | Sustainable Power Group, LLC | 58612 | Otoe Solar Power Generation Station 1 LL | CA | San Bernardino | 1 | OP | Solar Photovoltaic | PV | IPP Non-CHP | 2 | 1.5 | 1.5 | 1.5 | 12 | 2013 |  |  |  | Y | [5 empty] | 1.9 | Y
58567 | Blue Renewable Energy IMS, LLC | 58615 | Indianapolis Motor Speedway Solar PV | IN | Marion | IMS | OP | Solar Photovoltaic | PV | IPP Non-CHP | 2 | 9 | 9 | 9 | 7 | 2014 |  |  |  | Y | [5 empty] | 11.2 | Y
58568 | Westlands Solar Farms, LLC | 58616 | Westlands Solar PV Farm | CA | Fresno | WSF1 | OP | Solar Photovoltaic | PV | IPP Non-CHP | 2 | 18 | 18 | 18 | 2 | 2014 |  | Y | [7 empty] | 23 | Y
58570 | CF Gainesville Owner One LLC | 58618 | Butler Plaza | FL | Alachua | 1 | OP | Solar Photovoltaic | PV | IPP Non-CHP | 2 | 1.2 | 1.2 | 1.2 | 12 | 2010 |  |  |  | Y | [5 empty] | 1.6 | Y
58575 | Sol Orchard Imperial 1, LLC | 58621 | Sol Orchard El Centro PV | CA | Imperial | ECPV | OP | Solar Photovoltaic | PV | IPP Non-CHP | 2 | 20 | 20 | 20 | 10 | 2013 |  | Y | [7 empty] | 25.2 | Y
58576 | Holstein Holdings, LLC | 58623 | Holstein Plant | NC | Scotland | PV1 | OP | Solar Photovoltaic | PV | IPP Non-CHP | 2 | 20 | 20 | 20 | 12 | 2015 |  |  |  | Y | [5 empty] | 25.7 |  | Y
58578 | PPS Berkshire Solar LLC | 58624 | Berkshire 1 | MA | Berkshire | BER1 | OP | Solar Photovoltaic | PV | IPP Non-CHP | 2 | 1.8 | 1.8 | 1.8 | 12 | 2011 |  | Y |  | Y | [5 empty] | 2 | Y
58661 | Sustainable Power Group, LLC | 58626 | Western Antelope Blue Sky Ranch A | CA | Los Angeles | WABSA | OP | Solar Photovoltaic | PV | IPP Non-CHP | 2 | 20 | 20 | 20 | 11 | 2014 |  | Y | [7 empty] | 23.9 | Y
58580 | Simon Solar Farm LLC | 58628 | Simon Solar Farm LLC | GA | Walton | SRSSF | OP | Solar Photovoltaic | PV | IPP Non-CHP | 2 | 30 | 30 | 30 | 11 | 2013 |  |  |  | Y | [5 empty] | 38.6 | Y
57313 | SolarCity Corporation | 58631 | Queen Anne's County | MD | Queen Annes | 1 | OP | Solar Photovoltaic | PV | IPP Non-CHP | 2 | 2 | 2 | 2 | 12 | 2013 |  | Y | [7 empty] | 2.4 | Y
57313 | SolarCity Corporation | 58632 | Actus Lend Lease DMAFB | AZ | Pima | 1 | OP | Solar Photovoltaic | PV | IPP Non-CHP | 2 | 3 | 3 | 3 | 12 | 2009 |  | Y | [7 empty] | 1.1 | Y
57313 | SolarCity Corporation | 58633 | Monterey Regional Water Pollution Contro | CA | Monterey | 1 | OP | Solar Photovoltaic | PV | IPP Non-CHP | 2 | 1 | 1 | 1 | 12 | 2010 |  | Y | [7 empty] | 1.1 | Y
57313 | SolarCity Corporation | 58634 | Lancaster Baptist Church | CA | Los Angeles | 1 | OP | Solar Photovoltaic | PV | IPP Non-CHP | 2 | 1 | 1 | 1 | 12 | 2011 |  | Y | [7 empty] | 1.1 | Y
57313 | SolarCity Corporation | 58636 | Sacramento Fairbain Water Treatment Plan | CA | Sacramento | 1 | OP | Solar Photovoltaic | PV | IPP Non-CHP | 2 | 1 | 1 | 1 | 2 | 2013 |  | Y | [7 empty] | 1.1 | Y
10071 | Kauai Island Utility Cooperative | 58639 | KRS I Anahola Solar | HI | Kauai | ANAPV | OP | Solar Photovoltaic | PV | Electric Utility | 1 | 12 | 12 | 12 | 8 | 2015 |  |  |  | Y | [5 empty] | 12 | Y
10071 | Kauai Island Utility Cooperative | 58640 | KRS II Koloa Solar | HI | Kauai | KOLPV | OP | Solar Photovoltaic | PV | Electric Utility | 1 | 12 | 12 | 12 | 8 | 2014 |  |  |  | Y | [5 empty] | 12 | Y
58593 | Sequoia PV 1 LLC | 58642 | Tulare 1 and 2 | CA | Tulare | 1 | OP | Solar Photovoltaic | PV | IPP Non-CHP | 2 | 1.5 | 1.5 | 1.5 | 1 | 2014 |  |  |  | Y | [5 empty] | 1.8 | Y
58593 | Sequoia PV 1 LLC | 58642 | Tulare 1 and 2 | CA | Tulare | 2 | OP | Solar Photovoltaic | PV | IPP Non-CHP | 2 | 1.5 | 1.5 | 1.5 | 1 | 2014 |  |  |  | Y | [5 empty] | 1.8 | Y
58594 | Rockford Solar Partners | 58643 | Rockford Solar Farm | IL | Winnebago | 1 | OP | Solar Photovoltaic | PV | IPP Non-CHP | 2 | 2.6 | 2.6 | 2.6 | 10 | 2012 |  |  |  | Y | [5 empty] | 3.1 | Y
59363 | Silver State Solar Power South, LLC | 58644 | Silver State Solar Power South | NV | Clark | BLK1 | OP | Solar Photovoltaic | PV | IPP Non-CHP | 2 | 26.4 | 26.4 | 26.4 | 11 | 2015 |  | Y | [7 empty] | 34.8 |  | Y
59363 | Silver State Solar Power South, LLC | 58644 | Silver State Solar Power South | NV | Clark | BLK2 | OP | Solar Photovoltaic | PV | IPP Non-CHP | 2 | 27.9 | 27.9 | 27.9 | 12 | 2015 |  | Y | [7 empty] | 35 |  | Y
59363 | Silver State Solar Power South, LLC | 58644 | Silver State Solar Power South | NV | Clark | BLK3 | OP | Solar Photovoltaic | PV | IPP Non-CHP | 2 | 37.2 | 37.2 | 37.2 | 12 | 2015 |  | Y | [7 empty] | 49.2 |  | Y
17650 | Southern Power Co | 58646 | Stateline Solar | CA | San Bernardino | STL | OP | Solar Photovoltaic | PV | IPP Non-CHP | 2 | 75.9 | 75.9 | 75.9 | 12 | 2015 |  |  |  | Y | [5 empty] | 87.7 |  | Y
17650 | Southern Power Co | 58646 | Stateline Solar | CA | San Bernardino | STL2 | OP | Solar Photovoltaic | PV | IPP Non-CHP | 2 | 34.1 | 34.1 | 34.1 | 12 | 2015 |  |  |  | Y | [5 empty] | 40.5 |  | Y
57365 | Consolidated Edison Solutions Inc | 58647 | Port Richmond WWT Solar | NY | Richmond | 1 | OP | Solar Photovoltaic | PV | IPP Non-CHP | 2 | 1 | 1 | 1 | 7 | 2015 |  |  |  | Y | [5 empty] | 1.9 | Y
58477 | O2energies, Inc. | 58649 | Montgomery Solar LLC | NC | Montgomery | 1 | OP | Solar Photovoltaic | PV | IPP Non-CHP | 2 | 20 | 20 | 20 | 12 | 2015 |  |  |  | Y | [5 empty] | 25 | Y
58598 | Mass Solar, LLC | 58650 | North Brookfield | MA | Worcester | PV1 | OP | Solar Photovoltaic | PV | IPP Non-CHP | 2 | 3 | 3 | 3 | 6 | 2014 |  |  |  | Y | [5 empty] | 3.6 | Y
58596 | Hanwha Q CELLS USA | 58651 | Kalaeloa Renewable Energy Park | HI | Honolulu | KREP | OP | Solar Photovoltaic | PV | IPP Non-CHP | 2 | 5 | 5 | 5 | 1 | 2014 |  |  |  | Y | [5 empty] | 6.1 | Y
58590 | SEDC Jersey Gardens Owner LLC | 58653 | Jersey Gardens Phase 1 | NJ | Union | 1 | OP | Solar Photovoltaic | PV | IPP Non-CHP | 2 | 1.7 | 1.7 | 1.7 | 12 | 2011 |  |  |  | Y | [5 empty] | 2 | Y
58591 | CF Jersey Gardens Owner Two LLC | 58654 | Jersey Gardens Phase 2 | NJ | Union | 1 | OP | Solar Photovoltaic | PV | IPP Non-CHP | 2 | 2.3 | 2.3 | 2.3 | 2 | 2012 |  |  |  | Y | [5 empty] | 2.8 | Y
58602 | Utah Red Hills Renewable Energy Park LLC | 58660 | Utah Red Hills Renewable Energy Park | UT | Iron | 1 | OP | Solar Photovoltaic | PV | IPP Non-CHP | 2 | 80 | 80 | 80 | 12 | 2015 |  | Y | [7 empty] | 104.8 | Y
58610 | Celina Solar Project #1, LLC | 58665 | Celina Solar Project #1, LLC | OH | Mercer | CSP1 | OP | Solar Photovoltaic | PV | IPP Non-CHP | 2 | 4 | 4 | 4 | 12 | 2012 |  |  |  | Y | [5 empty] | 5 | Y
58661 | Sustainable Power Group, LLC | 58667 | Biscoe Solar LLC | NC | Montgomery | BISCO | OP | Solar Photovoltaic | PV | IPP Non-CHP | 2 | 5 | 5 | 5 | 9 | 2014 |  | Y | [7 empty] | 6.6 | Y
58477 | O2energies, Inc. | 58668 | Rockwell Solar LLC | NC | Rowan | ROCKW | OP | Solar Photovoltaic | PV | IPP Non-CHP | 2 | 3.5 | 3.5 | 3.5 | 12 | 2014 |  |  |  | Y | [5 empty] | 4.2 | Y
58661 | Sustainable Power Group, LLC | 58669 | Selma Solar LLC | NC | Johnston | SELMA | OP | Solar Photovoltaic | PV | IPP Non-CHP | 2 | 5 | 5 | 5 | 9 | 2014 |  |  |  | Y | [5 empty] | 6.5 | Y
59375 | Turkey Branch Solar, LLC | 58670 | Turkey Branch Solar LLC | NC | Robeson | TURKY | OP | Solar Photovoltaic | PV | IPP Non-CHP | 2 | 5 | 5 | 5 | 9 | 2014 |  |  |  | Y | [5 empty] | 6.5 | Y
58477 | O2energies, Inc. | 58673 | Gates Solar LLC | NC | Gates | GATES | OP | Solar Photovoltaic | PV | IPP Non-CHP | 2 | 5 | 5 | 5 | 12 | 2015 |  |  |  | Y | [5 empty] | 6.5 | Y
58477 | O2energies, Inc. | 58674 | Cirrus Solar LLC | NC | Franklin | CIRRU | OP | Solar Photovoltaic | PV | IPP Non-CHP | 2 | 5 | 5 | 5 | 12 | 2014 |  |  |  | Y | [5 empty] | 6.5 | Y
58477 | O2energies, Inc. | 58675 | Chocowinity Solar LLC | NC | Beaufort | CHOCO | OP | Solar Photovoltaic | PV | IPP Non-CHP | 2 | 5 | 5 | 5 | 12 | 2014 |  |  |  | Y | [5 empty] | 6.5 | Y
58611 | Forest City Sustainable Resources Pearl City LLC | 58676 | Pearl City Peninsula Solar Park | HI | Honolulu | PCPPV | OP | Solar Photovoltaic | PV | IPP Non-CHP | 2 | 1 | 1 | 1 | 11 | 2012 |  |  |  | Y | [5 empty] | 1.2 | Y
58598 | Mass Solar, LLC | 58680 | Braley Road 2 | MA | Bristol | PV1 | OP | Solar Photovoltaic | PV | IPP Non-CHP | 2 | 2.7 | 2.7 | 2.7 | 3 | 2015 |  |  |  | Y | [5 empty] | 3.5 | Y
58598 | Mass Solar, LLC | 58682 | Dartmouth | MA | Bristol | PV1 | OP | Solar Photovoltaic | PV | IPP Non-CHP | 2 | 6.3 | 6.3 | 6.3 | 4 | 2014 |  |  |  | Y | [5 empty] | 7.4 | Y
58611 | Forest City Sustainable Resources Pearl City LLC | 58684 | Kapolei Solar Energy Park | HI | Honolulu | KSEPV | OP | Solar Photovoltaic | PV | IPP Non-CHP | 2 | 1 | 1 | 1 | 2 | 2012 |  |  |  | Y | [5 empty] | 1.2 | Y
58621 | SSA Solar of NM, LLC | 58689 | Blue Sky One | NM | Taos | 1 | OP | Solar Photovoltaic | PV | IPP Non-CHP | 2 | 1.3 | 1.3 | 1.3 | 10 | 2012 |  |  |  | Y | [5 empty] | 1.5 | Y
58622 | Costco Wholesale | 58698 | Mira Loma | CA | Riverside | D960 | OP | Solar Photovoltaic | PV | Commercial Non-CHP | 4 | 1 | 1 | 1 | 11 | 2011 |  |  |  | Y | [5 empty] | 1.1 | Y
58622 | Costco Wholesale | 58698 | Mira Loma | CA | Riverside | D9611 | OP | Solar Photovoltaic | PV | Commercial Non-CHP | 4 | 1.5 | 1.5 | 1.5 | 11 | 2011 |  |  |  | Y | [5 empty] | 1.7 | Y
58622 | Costco Wholesale | 58698 | Mira Loma | CA | Riverside | D9612 | OP | Solar Photovoltaic | PV | Commercial Non-CHP | 4 | 0.5 | 0.5 | 0.5 | 11 | 2011 |  |  |  | Y | [5 empty] | 0.6 | Y
58629 | TIG Sun Energy I LLC | 58700 | Colleton Solar Farm | SC | Colleton | CS300 | OP | Solar Photovoltaic | PV | IPP Non-CHP | 2 | 2.5 | 2.5 | 2.5 | 12 | 2013 |  | Y |  | Y | [5 empty] | 3 | Y
57369 | Apple, Inc | 58701 | Apple Data Center - PV2 | NC | Catawba | PV2 | OP | Solar Photovoltaic | PV | Commercial Non-CHP | 4 | 20 | 19.4 | 19.4 | 10 | 2013 |  | Y | [7 empty] | 25 | Y
58639 | Axio Green LLC | 58702 | Axio Green LLC | MA | Franklin | 1 | OP | Solar Photovoltaic | PV | IPP Non-CHP | 2 | 2 | 2 | 2 | 6 | 2012 |  | N |  | Y | [5 empty] | 2 | Y
58638 | Lenape Solar II, LLC | 58703 | Lenape II | IN | Marion | 1 | OP | Solar Photovoltaic | PV | IPP Non-CHP | 2 | 4 | 4 | 4 | 11 | 2015 |  |  |  | Y | [5 empty] | 5 | Y
58649 | Solar Star Arizona II LLC | 58708 | Phoenix Airport East Economy Lot | AZ | Maricopa | PAEEL | OP | Solar Photovoltaic | PV | Commercial Non-CHP | 4 | 1.1 | 1 | 1 | 12 | 2012 |  |  |  | Y | [5 empty] | 5.4 | Y
58649 | Solar Star Arizona II LLC | 58709 | Phoenix Airport Rental Car Center | AZ | Maricopa | PARCC | OP | Solar Photovoltaic | PV | Commercial Non-CHP | 4 | 1.6 | 1.4 | 1.4 | 12 | 2012 |  |  |  | Y | [5 empty] | 5.4 | Y
59745 | First Solar Asset Management | 58710 | Barilla Solar | TX | Pecos | BRLA | OP | Solar Photovoltaic | PV | IPP Non-CHP | 2 | 30.2 | 30.2 | 30.2 | 6 | 2015 |  |  |  | Y | [5 empty] | 37.6 |  | Y
17650 | Southern Power Co | 58711 | Lost Hills/Blackwell | CA | Kern | BLKW | OP | Solar Photovoltaic | PV | IPP Non-CHP | 2 | 12 | 12 | 12 | 4 | 2015 |  | Y | [7 empty] | 16.2 |  | Y
17650 | Southern Power Co | 58711 | Lost Hills/Blackwell | CA | Kern | LTHL | OP | Solar Photovoltaic | PV | IPP Non-CHP | 2 | 20 | 21.3 | 21.3 | 4 | 2015 |  | Y | [7 empty] | 27.3 |  | Y
17650 | Southern Power Co | 58713 | North Star Solar | CA | Fresno | NSTR | OP | Solar Photovoltaic | PV | IPP Non-CHP | 2 | 62.5 | 61.6 | 61.6 | 6 | 2015 |  | Y | [7 empty] | 73 |  | Y
58489 | OCI Solar Power | 58716 | OCI Alamo 2, LLC | TX | Bexar | 1 | OP | Solar Photovoltaic | PV | IPP Non-CHP | 2 | 4.4 | 4.4 | 4.4 | 3 | 2014 |  |  | Y | [6 empty] | 5.4 | Y
56769 | Consolidated Edison Development Inc. | 58717 | OCI Alamo 4, LLC | TX | Kinney | 1 | OP | Solar Photovoltaic | PV | IPP Non-CHP | 2 | 39.6 | 39.6 | 39.6 | 8 | 2014 |  |  | Y | [6 empty] | 49 | Y
58654 | Orion Solar I LLC | 58718 | Orion Solar I | CA | Kern | PV1 | OP | Solar Photovoltaic | PV | IPP Non-CHP | 2 | 12 | 12 | 12 | 4 | 2014 |  | Y | [7 empty] | 15.7 | Y
58655 | Orion Solar II, LLC | 58721 | Orion Solar II | CA | Kern | ORION | OP | Solar Photovoltaic | PV | IPP Non-CHP | 2 | 8 | 8 | 8 | 6 | 2014 |  | Y | [7 empty] | 10.5 | Y
60006 | Charlotte Solar, LLC (NC) | 58722 | Charlotte Solar | NC | Rutherford | PV1 | OP | Solar Photovoltaic | PV | IPP Non-CHP | 2 | 5 | 5 | 5 | 11 | 2015 |  |  |  | Y | [5 empty] | 6.6 | Y
59859 | Elliana Solar LLC | 58725 | Elliana Solar | NC | Alamance | PV1 | OP | Solar Photovoltaic | PV | IPP Non-CHP | 2 | 5 | 5 | 5 | 10 | 2015 |  |  |  | Y | [5 empty] | 15 | Y
60007 | Flash Solar LLC | 58726 | Flash Solar | NC | Catawba | PV1 | OP | Solar Photovoltaic | PV | IPP Non-CHP | 2 | 5 | 5 | 5 | 11 | 2015 |  |  |  | Y | [5 empty] | 6.4 | Y
59852 | Angel Solar LLC | 58731 | Angel Solar | NC | Catawba | PV1 | OP | Solar Photovoltaic | PV | IPP Non-CHP | 2 | 5 | 5 | 5 | 12 | 2015 |  |  |  | Y | [5 empty] | 6.4 | Y
60005 | Buddy Solar LLC | 58735 | Buddy Solar | NC | Rowan | PV1 | OP | Solar Photovoltaic | PV | IPP Non-CHP | 2 | 4 | 4 | 4 | 11 | 2015 |  |  |  | Y | [5 empty] | 4.7 | Y
58661 | Sustainable Power Group, LLC | 58748 | North Bay Solar 1 | CA | Solano | NBWT | OP | Solar Photovoltaic | PV | Commercial Non-CHP | 4 | 1 | 1 | 1 | 8 | 2013 |  | Y | [7 empty] | 1.1 | Y
57365 | Consolidated Edison Solutions Inc | 58749 | Tihonet Solar | MA | Plymouth | TSMA | OP | Solar Photovoltaic | PV | IPP Non-CHP | 2 | 1 | 1 | 1 | 5 | 2014 |  |  |  | Y | [5 empty] | 1.4 | Y
58661 | Sustainable Power Group, LLC | 58750 | Lancaster Dry Farm Ranch B | CA | Los Angeles | LDFRB | OP | Solar Photovoltaic | PV | IPP Non-CHP | 2 | 5 | 5 | 5 | 11 | 2014 |  | Y |  | N | [5 empty] | 5.9 | Y
58661 | Sustainable Power Group, LLC | 58751 | Rodeo Solar C2 | CA | Los Angeles | RSC2 | OP | Solar Photovoltaic | PV | IPP Non-CHP | 2 | 1.5 | 1.5 | 1.5 | 5 | 2014 |  |  |  | Y | [5 empty] | 2.1 | Y
58661 | Sustainable Power Group, LLC | 58752 | Rodeo Solar D2 | CA | Los Angeles | RSD2 | OP | Solar Photovoltaic | PV | IPP Non-CHP | 2 | 1.5 | 1.5 | 1.5 | 5 | 2014 |  |  |  | Y | [5 empty] | 2.1 | Y
58661 | Sustainable Power Group, LLC | 58753 | Summer Solar A2 | CA | Los Angeles | SSA2 | OP | Solar Photovoltaic | PV | IPP Non-CHP | 2 | 1.5 | 1.5 | 1.5 | 6 | 2014 |  |  |  | Y | [5 empty] | 2.1 | Y
58661 | Sustainable Power Group, LLC | 58754 | Summer Solar B2 | CA | Los Angeles | SSB2 | OP | Solar Photovoltaic | PV | IPP Non-CHP | 2 | 1.5 | 1.5 | 1.5 | 6 | 2014 |  |  |  | Y | [5 empty] | 2.1 | Y
58661 | Sustainable Power Group, LLC | 58755 | Summer Solar C2 | CA | Los Angeles | SSC2 | OP | Solar Photovoltaic | PV | IPP Non-CHP | 2 | 1.5 | 1.5 | 1.5 | 6 | 2014 |  |  |  | Y | [5 empty] | 2.1 | Y
58661 | Sustainable Power Group, LLC | 58756 | Summer Solar D2 | CA | Los Angeles | SSD2 | OP | Solar Photovoltaic | PV | IPP Non-CHP | 2 | 1 | 1 | 1 | 7 | 2014 |  |  |  | Y | [5 empty] | 2.1 | Y
58661 | Sustainable Power Group, LLC | 58757 | Summer North Solar | CA | Los Angeles | UE2 | OP | Solar Photovoltaic | PV | IPP Non-CHP | 2 | 1.5 | 1.5 | 1.5 | 12 | 2014 |  |  |  | Y | [5 empty] | 2.1 | Y
58661 | Sustainable Power Group, LLC | 58757 | Summer North Solar | CA | Los Angeles | UF2 | OP | Solar Photovoltaic | PV | IPP Non-CHP | 2 | 2 | 2 | 2 | 12 | 2014 |  |  |  | Y | [5 empty] | 2.8 | Y
58661 | Sustainable Power Group, LLC | 58757 | Summer North Solar | CA | Los Angeles | UG2 | OP | Solar Photovoltaic | PV | IPP Non-CHP | 2 | 1.5 | 1.5 | 1.5 | 12 | 2014 |  |  |  | Y | [5 empty] | 2.1 | Y
58661 | Sustainable Power Group, LLC | 58757 | Summer North Solar | CA | Los Angeles | UH2 | OP | Solar Photovoltaic | PV | IPP Non-CHP | 2 | 1.5 | 1.5 | 1.5 | 12 | 2014 |  |  |  | Y | [5 empty] | 2.1 | Y
58661 | Sustainable Power Group, LLC | 58761 | Expressway Solar A | CA | San Bernardino | EXSA | OP | Solar Photovoltaic | PV | IPP Non-CHP | 2 | 2 | 2 | 2 | 5 | 2014 |  |  |  | Y | [5 empty] | 2.7 | Y
58661 | Sustainable Power Group, LLC | 58762 | Expressway Solar B | CA | San Bernardino | EXSB | OP | Solar Photovoltaic | PV | IPP Non-CHP | 2 | 2 | 2 | 2 | 5 | 2014 |  |  |  | Y | [5 empty] | 2.4 | Y
58661 | Sustainable Power Group, LLC | 58763 | Expressway Solar C2 | CA | San Bernardino | EXSC2 | OP | Solar Photovoltaic | PV | IPP Non-CHP | 2 | 1.5 | 1.5 | 1.5 | 11 | 2014 |  |  |  | Y | [5 empty] | 2.1 | Y
58596 | Hanwha Q CELLS USA | 58770 | Maywood Photovoltaic Project | IN | Marion | 1 | OP | Solar Photovoltaic | PV | IPP Non-CHP | 2 | 8 | 8 | 8 | 3 | 2014 |  |  |  | Y | [5 empty] | 10.5 | Y
58677 | CD US Solar MT1 LLC | 58785 | Brentwood Solar | NY | Suffolk | BRT1 | OP | Solar Photovoltaic | PV | IPP Non-CHP | 2 | 1 | 1 | 1 | 11 | 2011 |  |  |  | Y | [5 empty] | 1 | Y
58677 | CD US Solar MT1 LLC | 58786 | Deer Park | NY | Suffolk | DRP1 | OP | Solar Photovoltaic | PV | IPP Non-CHP | 2 | 2.5 | 2.5 | 2.5 | 12 | 2012 |  |  |  | Y | [5 empty] | 3 | Y
58677 | CD US Solar MT1 LLC | 58787 | Dennison | NY | Suffolk | DNN1 | OP | Solar Photovoltaic | PV | IPP Non-CHP | 2 | 2 | 2 | 2 | 4 | 2011 |  |  |  | Y | [5 empty] | 2.2 | Y
58677 | CD US Solar MT1 LLC | 58788 | North County | NY | Suffolk | NRT1 | OP | Solar Photovoltaic | PV | IPP Non-CHP | 2 | 1 | 1 | 1 | 4 | 2011 |  |  |  | Y | [5 empty] | 1 | Y
58677 | CD US Solar MT1 LLC | 58789 | Riverhead | NY | Suffolk | RVH1 | OP | Solar Photovoltaic | PV | IPP Non-CHP | 2 | 1.5 | 1.5 | 1.5 | 4 | 2011 |  |  |  | Y | [5 empty] | 1.5 | Y
58677 | CD US Solar MT1 LLC | 58790 | Cohalan | NY | Suffolk | CLN1 | OP | Solar Photovoltaic | PV | IPP Non-CHP | 2 | 2.5 | 2.5 | 2.5 | 9 | 2012 |  |  |  | Y | [5 empty] | 2.8 | Y
58677 | CD US Solar MT1 LLC | 58790 | Cohalan | NY | Suffolk | CLN2 | OP | Solar Photovoltaic | PV | IPP Non-CHP | 2 | 1.5 | 1.5 | 1.5 | 12 | 2012 |  |  |  | Y | [5 empty] | 1.4 | Y
58682 | WR-TGC Solar Generation IV LLC | 58793 | JMB Mcguire-Dix-Lakehurst Solar Project | NJ | Burlington | UCIV | OP | Solar Photovoltaic | PV | IPP Non-CHP | 2 | 11.4 | 11.4 | 11.4 | 10 | 2013 |  |  |  | Y | [5 empty] | 12.3 | Y
58681 | MSM Solar LLC | 58794 | Storrie Lake Solar Project | NM | San Miguel | MSMPV | OP | Solar Photovoltaic | PV | IPP Non-CHP | 2 | 1.9 | 1.5 | 1.5 | 5 | 2014 |  |  |  | Y | [5 empty] | 1.9 | Y
58661 | Sustainable Power Group, LLC | 58795 | Hobart Solar, LLC | IN | Lake | HS | OP | Solar Photovoltaic | PV | IPP Non-CHP | 2 | 1 | 1 | 1 | 11 | 2012 |  |  |  | Y | [5 empty] | 1.3 | Y
58661 | Sustainable Power Group, LLC | 58796 | Waterloo Solar, LLC | IN | DeKalb | WS | OP | Solar Photovoltaic | PV | IPP Non-CHP | 2 | 1 | 1 | 1 | 1 | 2012 |  |  |  | Y | [5 empty] | 1.3 | Y
58661 | Sustainable Power Group, LLC | 58797 | Valparaiso Solar, LLC | IN | Porter | VS | OP | Solar Photovoltaic | PV | IPP Non-CHP | 2 | 1 | 1 | 1 | 12 | 2012 |  |  |  | Y | [5 empty] | 1.3 | Y
58661 | Sustainable Power Group, LLC | 58798 | AC Criminal Courts Complex SPE2, LLC | NJ | Atlantic | ACCCC | OP | Solar Photovoltaic | PV | Commercial Non-CHP | 4 | 1.3 | 1.3 | 1.3 | 12 | 2012 |  |  |  | Y | [5 empty] | 1.5 | Y
58466 | SunEnergy1 | 58799 | Pamlico Partners Solar | NC | Beaufort | 1 | OP | Solar Photovoltaic | PV | IPP Non-CHP | 2 | 5 | 5 | 5 | 12 | 2013 |  | N |  | Y | [5 empty] | 7 | Y
58694 | Argand Energy Solutions, LLC | 58801 | Arba Solar, LLC | NC | Greene | INV1 | OP | Solar Photovoltaic | PV | IPP Non-CHP | 2 | 0.5 | 0.5 | 0.5 | 6 | 2014 |  |  |  | Y | [5 empty] | 0.5 | Y
58694 | Argand Energy Solutions, LLC | 58801 | Arba Solar, LLC | NC | Greene | INV2 | OP | Solar Photovoltaic | PV | IPP Non-CHP | 2 | 0.5 | 0.5 | 0.5 | 6 | 2014 |  |  |  | Y | [5 empty] | 0.6 | Y
58694 | Argand Energy Solutions, LLC | 58801 | Arba Solar, LLC | NC | Greene | INV3 | OP | Solar Photovoltaic | PV | IPP Non-CHP | 2 | 0.5 | 0.5 | 0.5 | 6 | 2014 |  |  |  | Y | [5 empty] | 0.6 | Y
58694 | Argand Energy Solutions, LLC | 58801 | Arba Solar, LLC | NC | Greene | INV4 | OP | Solar Photovoltaic | PV | IPP Non-CHP | 2 | 0.5 | 0.5 | 0.5 | 6 | 2014 |  |  |  | Y | [5 empty] | 0.6 | Y
58694 | Argand Energy Solutions, LLC | 58802 | Franklin Solar, LLC | NC | Franklin | INV1 | OP | Solar Photovoltaic | PV | IPP Non-CHP | 2 | 0.5 | 0.5 | 0.5 | 3 | 2013 |  |  |  | Y | [5 empty] | 0.6 | Y
58694 | Argand Energy Solutions, LLC | 58802 | Franklin Solar, LLC | NC | Franklin | INV2 | OP | Solar Photovoltaic | PV | IPP Non-CHP | 2 | 0.5 | 0.5 | 0.5 | 3 | 2013 |  |  |  | Y | [5 empty] | 0.6 | Y
58694 | Argand Energy Solutions, LLC | 58802 | Franklin Solar, LLC | NC | Franklin | INV3 | OP | Solar Photovoltaic | PV | IPP Non-CHP | 2 | 0.5 | 0.5 | 0.5 | 3 | 2013 |  |  |  | Y | [5 empty] | 0.6 | Y
58694 | Argand Energy Solutions, LLC | 58802 | Franklin Solar, LLC | NC | Franklin | INV4 | OP | Solar Photovoltaic | PV | IPP Non-CHP | 2 | 0.5 | 0.5 | 0.5 | 3 | 2013 |  |  |  | Y | [5 empty] | 0.7 | Y
59462 | Heelstone Energy Holdings, LLC | 58805 | Samarcand Solar Farm, LLC | NC | Moore | INV1 | OP | Solar Photovoltaic | PV | IPP Non-CHP | 2 | 0.5 | 0.5 | 0.5 | 12 | 2014 |  |  |  | Y | [5 empty] | 0.6 | Y
59462 | Heelstone Energy Holdings, LLC | 58805 | Samarcand Solar Farm, LLC | NC | Moore | INV10 | OP | Solar Photovoltaic | PV | IPP Non-CHP | 2 | 0.5 | 0.5 | 0.5 | 12 | 2014 |  |  |  | Y | [5 empty] | 0.6 | Y
59462 | Heelstone Energy Holdings, LLC | 58805 | Samarcand Solar Farm, LLC | NC | Moore | INV2 | OP | Solar Photovoltaic | PV | IPP Non-CHP | 2 | 0.5 | 0.5 | 0.5 | 12 | 2014 |  |  |  | Y | [5 empty] | 0.6 | Y
59462 | Heelstone Energy Holdings, LLC | 58805 | Samarcand Solar Farm, LLC | NC | Moore | INV3 | OP | Solar Photovoltaic | PV | IPP Non-CHP | 2 | 0.5 | 0.5 | 0.5 | 12 | 2014 |  |  |  | Y | [5 empty] | 0.6 | Y
59462 | Heelstone Energy Holdings, LLC | 58805 | Samarcand Solar Farm, LLC | NC | Moore | INV4 | OP | Solar Photovoltaic | PV | IPP Non-CHP | 2 | 0.5 | 0.5 | 0.5 | 12 | 2014 |  |  |  | Y | [5 empty] | 0.6 | Y
59462 | Heelstone Energy Holdings, LLC | 58805 | Samarcand Solar Farm, LLC | NC | Moore | INV5 | OP | Solar Photovoltaic | PV | IPP Non-CHP | 2 | 0.5 | 0.5 | 0.5 | 12 | 2014 |  |  |  | Y | [5 empty] | 0.6 | Y
59462 | Heelstone Energy Holdings, LLC | 58805 | Samarcand Solar Farm, LLC | NC | Moore | INV6 | OP | Solar Photovoltaic | PV | IPP Non-CHP | 2 | 0.5 | 0.5 | 0.5 | 12 | 2014 |  |  |  | Y | [5 empty] | 0.6 | Y
59462 | Heelstone Energy Holdings, LLC | 58805 | Samarcand Solar Farm, LLC | NC | Moore | INV7 | OP | Solar Photovoltaic | PV | IPP Non-CHP | 2 | 0.5 | 0.5 | 0.5 | 12 | 2014 |  |  |  | Y | [5 empty] | 0.6 | Y
59462 | Heelstone Energy Holdings, LLC | 58805 | Samarcand Solar Farm, LLC | NC | Moore | INV8 | OP | Solar Photovoltaic | PV | IPP Non-CHP | 2 | 0.5 | 0.5 | 0.5 | 12 | 2014 |  |  |  | Y | [5 empty] | 0.6 | Y
59462 | Heelstone Energy Holdings, LLC | 58805 | Samarcand Solar Farm, LLC | NC | Moore | INV9 | OP | Solar Photovoltaic | PV | IPP Non-CHP | 2 | 0.5 | 0.5 | 0.5 | 12 | 2014 |  |  |  | Y | [5 empty] | 0.6 | Y
59462 | Heelstone Energy Holdings, LLC | 58806 | Albemarle Solar Center LLC | NC | Lenoir | ASC1 | OP | Solar Photovoltaic | PV | IPP Non-CHP | 2 | 5 | 5 | 5 | 12 | 2014 |  |  |  | Y | [5 empty] | 6.6 | Y
59389 | Boseman Center Solar, LLC | 58807 | Boseman Solar Center LLC | NC | Nash | BSC1 | OP | Solar Photovoltaic | PV | IPP Non-CHP | 2 | 5 | 5 | 5 | 12 | 2014 |  | N |  | Y | [5 empty] | 6.4 | Y
59391 | Flemming Solar Center, LLC | 58808 | Flemming Solar Center LLC | NC | Pitt | FSC1 | OP | Solar Photovoltaic | PV | IPP Non-CHP | 2 | 5 | 5 | 5 | 12 | 2014 |  |  |  | Y | [5 empty] | 6.4 | Y
59462 | Heelstone Energy Holdings, LLC | 58809 | Littlefield Solar Center LLC | NC | Pitt | LSC1 | OP | Solar Photovoltaic | PV | IPP Non-CHP | 2 | 5 | 5 | 5 | 12 | 2015 |  |  |  | Y | [5 empty] | 6.4 | Y
59390 | Rams Horn Solar Center, LLC | 58810 | Rams Horn Solar Center LLC | NC | Pitt | RHSC1 | OP | Solar Photovoltaic | PV | IPP Non-CHP | 2 | 5 | 5 | 5 | 12 | 2014 |  |  |  | Y | [5 empty] | 6.4 | Y
59392 | Upchurch Solar Center, LLC | 58812 | Upchurch Solar Center LLC | NC | Wilson | USC1 | OP | Solar Photovoltaic | PV | IPP Non-CHP | 2 | 5 | 5 | 5 | 12 | 2014 |  |  |  | Y | [5 empty] | 6.4 | Y
58696 | Ignite Solar Holdings LLC | 58814 | Shasta Solar Farm | CA | Shasta | GENA | OP | Solar Photovoltaic | PV | IPP Non-CHP | 2 | 1.5 | 1.5 | 1.5 | 3 | 2014 |  | Y | [7 empty] | 2.2 | Y
58696 | Ignite Solar Holdings LLC | 58814 | Shasta Solar Farm | CA | Shasta | GENB | OP | Solar Photovoltaic | PV | IPP Non-CHP | 2 | 1.5 | 1.5 | 1.5 | 3 | 2014 |  | Y | [7 empty] | 2.2 | Y
58699 | Millville City Sewer Auth WTP | 58822 | Millville City Sewer Auth WTP | NJ | Cumberland | U1BB | OP | Solar Photovoltaic | PV | Commercial Non-CHP | 4 | 1 | 1 | 1 | 3 | 2013 |  |  |  | Y | [5 empty] | 1 | Y
58699 | Millville City Sewer Auth WTP | 58822 | Millville City Sewer Auth WTP | NJ | Cumberland | U2DB | OP | Solar Photovoltaic | PV | Commercial Non-CHP | 4 | 0.5 | 0.5 | 0.5 | 3 | 2013 |  |  |  | Y | [5 empty] | 0.5 | Y
59380 | Enel Green Power NA, Inc. | 58824 | Sheldon Solar | VT | Franklin | I402 | OP | Solar Photovoltaic | PV | IPP Non-CHP | 2 | 2.3 | 2.3 | 2.3 | 9 | 2013 |  |  |  | Y | [5 empty] | 2.5 | Y
58703 | Apple One LLC | 58828 | Apple One | NC | Catawba | PV1 | OP | Solar Photovoltaic | PV | IPP Non-CHP | 2 | 5 | 5 | 5 | 10 | 2015 |  |  |  | Y | [5 empty] | 6.4 | Y
58661 | Sustainable Power Group, LLC | 58831 | Redcrest Solar Farm | CA | Kern | PV-1 | OP | Solar Photovoltaic | PV | IPP Non-CHP | 2 | 16.6 | 16.6 | 16.6 | 10 | 2015 |  | Y | [7 empty] | 20.9 |  | Y
58705 | Washington Gas Energy Systems | 58832 | Cogenra - TEP | AZ | Pima | CTEP | OP | Solar Photovoltaic | PV | IPP Non-CHP | 2 | 1 | 1 | 0.7 | 7 | 2014 | N | Y |  |  | N |  |  |  |  | 1 | Y
59146 | Red Horse 2 | 58833 | Red Horse 2 | AZ | Cochise | RH2S | OP | Solar Photovoltaic | PV | IPP Non-CHP | 2 | 51 | 51 | 51 | 8 | 2015 |  | Y | [7 empty] | 75.9 | Y
58721 | Solar Sudbury One LF LLC | 58839 | Sudbury Landfill | MA | Middlesex | INV1 | OP | Solar Photovoltaic | PV | IPP Non-CHP | 2 | 0.5 | 0.5 | 0.5 | 12 | 2013 |  |  |  | Y | [5 empty] | 0.6 | Y
58721 | Solar Sudbury One LF LLC | 58839 | Sudbury Landfill | MA | Middlesex | INV2 | OP | Solar Photovoltaic | PV | IPP Non-CHP | 2 | 0.3 | 0.3 | 0.3 | 12 | 2013 |  |  |  | Y | [5 empty] | 0.4 | Y
58721 | Solar Sudbury One LF LLC | 58839 | Sudbury Landfill | MA | Middlesex | INV3 | OP | Solar Photovoltaic | PV | IPP Non-CHP | 2 | 0.5 | 0.5 | 0.5 | 12 | 2013 |  |  |  | Y | [5 empty] | 0.6 | Y
59462 | Heelstone Energy Holdings, LLC | 58840 | Kenansville Solar Farm, LLC | NC | Duplin | INV1 | OP | Solar Photovoltaic | PV | IPP Non-CHP | 2 | 0.5 | 0.5 | 0.5 | 12 | 2014 |  |  |  | Y | [5 empty] | 0.6 | Y
59462 | Heelstone Energy Holdings, LLC | 58840 | Kenansville Solar Farm, LLC | NC | Duplin | INV2 | OP | Solar Photovoltaic | PV | IPP Non-CHP | 2 | 0.5 | 0.5 | 0.5 | 12 | 2014 |  |  |  | Y | [5 empty] | 0.6 | Y
59462 | Heelstone Energy Holdings, LLC | 58840 | Kenansville Solar Farm, LLC | NC | Duplin | INV3 | OP | Solar Photovoltaic | PV | IPP Non-CHP | 2 | 0.5 | 0.5 | 0.5 | 12 | 2014 |  |  |  | Y | [5 empty] | 0.6 | Y
59462 | Heelstone Energy Holdings, LLC | 58840 | Kenansville Solar Farm, LLC | NC | Duplin | INV4 | OP | Solar Photovoltaic | PV | IPP Non-CHP | 2 | 0.5 | 0.5 | 0.5 | 12 | 2014 |  |  |  | Y | [5 empty] | 0.6 | Y
59462 | Heelstone Energy Holdings, LLC | 58840 | Kenansville Solar Farm, LLC | NC | Duplin | INV5 | OP | Solar Photovoltaic | PV | IPP Non-CHP | 2 | 0.5 | 0.5 | 0.5 | 12 | 2014 |  |  |  | Y | [5 empty] | 0.6 | Y
59462 | Heelstone Energy Holdings, LLC | 58840 | Kenansville Solar Farm, LLC | NC | Duplin | INV6 | OP | Solar Photovoltaic | PV | IPP Non-CHP | 2 | 0.5 | 0.5 | 0.5 | 12 | 2014 |  |  |  | Y | [5 empty] | 0.6 | Y
59462 | Heelstone Energy Holdings, LLC | 58840 | Kenansville Solar Farm, LLC | NC | Duplin | INV7 | OP | Solar Photovoltaic | PV | IPP Non-CHP | 2 | 0.5 | 0.5 | 0.5 | 12 | 2014 |  |  |  | Y | [5 empty] | 0.6 | Y
59462 | Heelstone Energy Holdings, LLC | 58840 | Kenansville Solar Farm, LLC | NC | Duplin | INV8 | OP | Solar Photovoltaic | PV | IPP Non-CHP | 2 | 0.5 | 0.5 | 0.5 | 12 | 2014 |  |  |  | Y | [5 empty] | 0.6 | Y
59462 | Heelstone Energy Holdings, LLC | 58840 | Kenansville Solar Farm, LLC | NC | Duplin | INV9 | OP | Solar Photovoltaic | PV | IPP Non-CHP | 2 | 0.5 | 0.5 | 0.5 | 12 | 2014 |  |  |  | Y | [5 empty] | 0.6 | Y
58711 | Gato Montes Solar, LLC | 58842 | Gato Montes Solar, LLC | AZ | Pima | 1 | OP | Solar Photovoltaic | PV | IPP Non-CHP | 2 | 5 | 5 | 5 | 12 | 2012 |  |  |  | Y | [5 empty] | 6.1 |  |  |  |  | Y
58712 | Bethel Price Solar, LLC | 58843 | Bethel Price Solar, LLC | NC | Pitt | 1 | OP | Solar Photovoltaic | PV | IPP Non-CHP | 2 | 5 | 5 | 5 | 12 | 2014 |  | Y | [7 empty] | 7 | Y
58713 | Dogwood Solar, LLC | 58844 | Dogwood Solar, LLC | NC | Halifax | 1 | OP | Solar Photovoltaic | PV | IPP Non-CHP | 2 | 20 | 20 | 20 | 11 | 2014 |  | Y | [7 empty] | 27.8 | Y
58714 | Washington Airport Solar, LLC | 58845 | Washington Airport Solar LLC | NC | Beaufort | 1 | OP | Solar Photovoltaic | PV | IPP Non-CHP | 2 | 5 | 5 | 5 | 2 | 2014 |  |  |  | Y | [5 empty] | 7 | Y
58715 | Washington Millfield Solar, LLC | 58846 | Washington Millfield Solar, LLC | NC | Beaufort | 1 | OP | Solar Photovoltaic | PV | IPP Non-CHP | 2 | 5 | 5 | 5 | 12 | 2013 |  |  |  | Y | [5 empty] | 7 | Y
58716 | Windsor Cooper Hill Solar, LLC | 58847 | Windsor Cooper HIill Solar, LLC | NC | Bertie | 1 | OP | Solar Photovoltaic | PV | IPP Non-CHP | 2 | 5 | 5 | 5 | 8 | 2015 |  | Y | [7 empty] | 7 | Y
58724 | Castalia Solar LLC | 58849 | Castalia Solar | NC | Nash | 1 | OP | Solar Photovoltaic | PV | IPP Non-CHP | 2 | 2 | 2 | 2 | 6 | 2014 |  |  |  | Y | [5 empty] | 2.7 | Y
58726 | Oakboro Farm LLC | 58851 | Oakboro Farm | NC | Scotland | 1 | OP | Solar Photovoltaic | PV | IPP Non-CHP | 2 | 5 | 5 | 5 | 9 | 2014 |  |  |  | Y | [5 empty] | 6.4 | Y
58728 | McKenzie Farm LLC | 58853 | McKenzie Farm | NC | Columbus | 1 | OP | Solar Photovoltaic | PV | IPP Non-CHP | 2 | 5 | 5 | 5 | 12 | 2013 |  |  |  | Y | [5 empty] | 7.1 | Y
58729 | Nash 58 Farm LLC | 58854 | Nash 58 Farm | NC | Nash | 1 | OP | Solar Photovoltaic | PV | IPP Non-CHP | 2 | 5 | 5 | 5 | 11 | 2013 |  |  |  | Y | [5 empty] | 6.5 | Y
58730 | Nash 64 Farm LLC | 58855 | Nash 64 Farm | NC | Nash | 1 | OP | Solar Photovoltaic | PV | IPP Non-CHP | 2 | 5 | 5 | 5 | 8 | 2014 |  |  |  | Y | [5 empty] | 6.3 | Y
58732 | Pate Farm LLC | 58856 | Pate Farm | NC | Robeson | 1 | OP | Solar Photovoltaic | PV | IPP Non-CHP | 2 | 5 | 5 | 5 | 11 | 2013 |  |  |  | Y | [5 empty] | 6.5 | Y
58740 | Erwin Farm LLC | 58859 | Erwin Farm | NC | Harnett | 1 | OP | Solar Photovoltaic | PV | IPP Non-CHP | 2 | 5 | 5 | 5 | 9 | 2014 |  |  |  | Y | [5 empty] | 5.1 | Y
58738 | Sigmon Catawba Farm LLC | 58861 | Sigmon Catawba Farm | NC | Catawba | 1 | OP | Solar Photovoltaic | PV | IPP Non-CHP | 2 | 5 | 5 | 5 | 6 | 2014 |  |  |  | Y | [5 empty] | 6.4 | Y
58736 | Wagstaff Farm LLC | 58862 | Wagstaff Farm 1 | NC | Person | 1 | OP | Solar Photovoltaic | PV | IPP Non-CHP | 2 | 5 | 5 | 5 | 11 | 2013 |  |  |  | Y | [5 empty] | 6.5 | Y
58735 | Waco Farm LLC | 58863 | Waco Farm | NC | Cleveland | 1 | OP | Solar Photovoltaic | PV | IPP Non-CHP | 2 | 5 | 5 | 5 | 11 | 2013 |  |  |  | Y | [5 empty] | 6.5 | Y
58734 | Sunfish Farm LLC | 58864 | Sunfish Farm | NC | Wake | 1 | OP | Solar Photovoltaic | PV | IPP Non-CHP | 2 | 5 | 5 | 5 | 12 | 2015 |  |  |  | Y | [5 empty] | 6.4 | Y
58743 | Garrell Solar Farm LLC | 58866 | Garrell Solar Farm | NC | Columbus | 1 | OP | Solar Photovoltaic | PV | IPP Non-CHP | 2 | 5 | 5 | 5 | 11 | 2013 |  |  |  | Y | [5 empty] | 5.2 | Y
58744 | Angier Farm LLC | 58867 | Angier Farm | NC | Harnett | 1 | OP | Solar Photovoltaic | PV | IPP Non-CHP | 2 | 5 | 5 | 5 | 12 | 2013 |  |  |  | Y | [5 empty] | 5.7 | Y
58745 | Blandenboro Farm LLC | 58868 | Bladenboro Farm | NC | Bladen | 1 | OP | Solar Photovoltaic | PV | IPP Non-CHP | 2 | 5 | 5 | 5 | 10 | 2013 |  |  |  | Y | [5 empty] | 5 | Y
58750 | Berkley East Solar, LLC | 58871 | Berkley East Solar LLC | MA | Bristol | 1 | OP | Solar Photovoltaic | PV | IPP Non-CHP | 2 | 3 | 2.9 | 2.9 | 7 | 2013 |  |  |  | Y | [5 empty] | 3.8 | Y
59462 | Heelstone Energy Holdings, LLC | 58874 | Dement Farm LLC | NC | Vance | DF1 | OP | Solar Photovoltaic | PV | IPP Non-CHP | 2 | 5 | 4.9 | 4.9 | 8 | 2013 |  |  |  | Y | [5 empty] | 6.5 | Y
15477 | Public Service Elec & Gas Co | 58877 | Kinsley Landfill Solar | NJ | Gloucester | KINS | OP | Solar Photovoltaic | PV | Electric Utility | 1 | 8.6 | 8.6 | 8.6 | 1 | 2015 |  |  |  | Y | [5 empty] | 11.2 | Y
59462 | Heelstone Energy Holdings, LLC | 58879 | Duplin Solar LLC | NC | Duplin | DF | OP | Solar Photovoltaic | PV | IPP Non-CHP | 2 | 5 | 4.9 | 4.9 | 12 | 2013 |  |  |  | Y | [5 empty] | 6.5 | Y
59462 | Heelstone Energy Holdings, LLC | 58880 | North Carolina Solar III LLC | NC | Scotland | NCIII | OP | Solar Photovoltaic | PV | IPP Non-CHP | 2 | 4.9 | 4.9 | 4.9 | 12 | 2013 |  |  |  | Y | [5 empty] | 6.4 | Y
58753 | Sunlight General Morris Solar LLC | 58881 | County College of Morris | NJ | Morris | PV01 | OP | Solar Photovoltaic | PV | Commercial Non-CHP | 4 | 2.9 | 2.9 | 2.9 | 11 | 2013 |  |  |  | Y | [5 empty] | 3.4 | Y
58754 | Sunlight General Mercer Solar LLC | 58882 | Mercer County Community College | NJ | Mercer | PV01 | OP | Solar Photovoltaic | PV | Commercial Non-CHP | 4 | 7.5 | 7.5 | 7.5 | 9 | 2013 |  |  |  | Y | [5 empty] | 8.3 | Y
58759 | Perpetual Energy Systems | 58889 | ASTI | CA | Sonoma | ASTI | OP | Solar Photovoltaic | PV | IPP Non-CHP | 2 | 1 | 1 | 1 | 2 | 2009 |  |  |  | Y | [5 empty] | 1.2 | Y
58759 | Perpetual Energy Systems | 58890 | Beringer | CA | Sonoma | BERI | OP | Solar Photovoltaic | PV | IPP Non-CHP | 2 | 1.2 | 1.1 | 0.6 | 1 | 2009 |  |  |  | Y | [5 empty] | 1.3 | Y
58764 | Origis Energy USA, Inc | 58892 | Camilla Solar Plant | GA | Mitchell | CMLA | OP | Solar Photovoltaic | PV | IPP Non-CHP | 2 | 16 | 16 | 17.6 | 11 | 2013 |  |  |  | Y | [5 empty] | 20.3 | Y
58764 | Origis Energy USA, Inc | 58893 | Camp Solar Plant | GA | Meriwether | CAMP | OP | Solar Photovoltaic | PV | IPP Non-CHP | 2 | 2.4 | 2.4 | 2.6 | 12 | 2013 |  |  |  | Y | [5 empty] | 3.2 | Y
58769 | Sunlight General Somerset Solar LLC | 58896 | Patriots Stadium | NJ | Somerset | PV01 | OP | Solar Photovoltaic | PV | Commercial Non-CHP | 4 | 1 | 1 | 1 | 9 | 2013 |  |  |  | Y | [5 empty] | 1 | Y
15473 | Public Service Co of NM | 58899 | Prosperity Energy Storage Facility | NM | Bernalillo | GEN-1 | OP | Solar Photovoltaic | PV | Electric Utility | 1 | 0.5 | 0.5 | 0.5 | 9 | 2011 |  |  |  | Y | [5 empty] | 0.5 | Y
58775 | Sol Orchard San Diego 22 LLC | 58906 | Valley Center 1 | CA | San Diego | VC1 | OP | Solar Photovoltaic | PV | IPP Non-CHP | 2 | 2.5 | 2.5 | 2.5 | 12 | 2013 |  | Y | [7 empty] | 3.4 | Y
58776 | Sol Orchard San Diego 23 LLC | 58907 | Valley Center 2 | CA | San Diego | VC2 | OP | Solar Photovoltaic | PV | IPP Non-CHP | 2 | 5 | 5 | 5 | 12 | 2013 |  | Y | [7 empty] | 6.8 | Y
58786 | Sol Orchard San Diego 20 LLC | 58909 | Ramona 1 | CA | San Diego | RAM1 | OP | Solar Photovoltaic | PV | IPP Non-CHP | 2 | 2 | 2 | 2 | 12 | 2013 |  | Y | [7 empty] | 2.7 | Y
58787 | Sol Orchard San Diego 21 LLC | 58911 | Ramona 2 | CA | San Diego | RAM2 | OP | Solar Photovoltaic | PV | IPP Non-CHP | 2 | 5 | 5 | 5 | 12 | 2013 |  | Y | [7 empty] | 6.6 | Y
57104 | Golden Springs Development Company LLC | 58912 | Santa Fe Springs Rooftop Solar BLDG M | CA | Los Angeles | 1 | OP | Solar Photovoltaic | PV | IPP Non-CHP | 2 | 1.8 | 1.8 | 1.8 | 3 | 2015 |  | N |  | Y | [5 empty] | 2.3 | Y
57104 | Golden Springs Development Company LLC | 58913 | Santa Fe Springs Rooftop Solar BLDG H | CA | Los Angeles | 1 | OP | Solar Photovoltaic | PV | IPP Non-CHP | 2 | 1.5 | 1.5 | 1.5 | 3 | 2015 |  | Y |  | N | [5 empty] | 2 | Y
58790 | Copper Mountain Solar 3, LLC | 58915 | Copper Mountain Solar 3 | NV | Clark | 1 | OP | Solar Photovoltaic | PV | IPP Non-CHP | 2 | 26 | 26 | 26 | 5 | 2014 |  |  |  | Y | [5 empty] | 31.3 | Y
58790 | Copper Mountain Solar 3, LLC | 58915 | Copper Mountain Solar 3 | NV | Clark | 10 | OP | Solar Photovoltaic | PV | IPP Non-CHP | 2 | 21 | 21 | 21 | 1 | 2015 |  |  |  | Y | [5 empty] | 25.7 | Y
58790 | Copper Mountain Solar 3, LLC | 58915 | Copper Mountain Solar 3 | NV | Clark | 2 | OP | Solar Photovoltaic | PV | IPP Non-CHP | 2 | 27 | 27 | 27 | 6 | 2014 |  |  |  | Y | [5 empty] | 32.6 | Y
58790 | Copper Mountain Solar 3, LLC | 58915 | Copper Mountain Solar 3 | NV | Clark | 3 | OP | Solar Photovoltaic | PV | IPP Non-CHP | 2 | 26 | 26 | 26 | 7 | 2014 |  |  |  | Y | [5 empty] | 31.6 | Y
58790 | Copper Mountain Solar 3, LLC | 58915 | Copper Mountain Solar 3 | NV | Clark | 4 | OP | Solar Photovoltaic | PV | IPP Non-CHP | 2 | 28 | 28 | 28 | 8 | 2014 |  |  |  | Y | [5 empty] | 34 | Y
58790 | Copper Mountain Solar 3, LLC | 58915 | Copper Mountain Solar 3 | NV | Clark | 5 | OP | Solar Photovoltaic | PV | IPP Non-CHP | 2 | 25 | 25 | 25 | 9 | 2014 |  |  |  | Y | [5 empty] | 30.6 | Y
58790 | Copper Mountain Solar 3, LLC | 58915 | Copper Mountain Solar 3 | NV | Clark | 6 | OP | Solar Photovoltaic | PV | IPP Non-CHP | 2 | 26 | 26 | 26 | 10 | 2014 |  |  |  | Y | [5 empty] | 32 | Y
58790 | Copper Mountain Solar 3, LLC | 58915 | Copper Mountain Solar 3 | NV | Clark | 7 | OP | Solar Photovoltaic | PV | IPP Non-CHP | 2 | 26 | 26 | 26 | 10 | 2014 |  |  |  | Y | [5 empty] | 32 | Y
58790 | Copper Mountain Solar 3, LLC | 58915 | Copper Mountain Solar 3 | NV | Clark | 8 | OP | Solar Photovoltaic | PV | IPP Non-CHP | 2 | 26 | 26 | 26 | 12 | 2014 |  |  |  | Y | [5 empty] | 32 | Y
58790 | Copper Mountain Solar 3, LLC | 58915 | Copper Mountain Solar 3 | NV | Clark | 9 | OP | Solar Photovoltaic | PV | IPP Non-CHP | 2 | 24 | 24 | 24 | 1 | 2015 |  |  |  | Y | [5 empty] | 29.4 | Y
58661 | Sustainable Power Group, LLC | 58917 | Tioga Solar Morris County 1 LLC | NJ | Morris | MMIR | OP | Solar Photovoltaic | PV | Commercial Non-CHP | 4 | 1 | 1 | 1 | 2 | 2011 |  |  |  | Y | [5 empty] | 1.6 | Y
58791 | Pristine Sun LLC | 58918 | 2081 Terzian Solar Project | CA | Fresno | 2081 | OP | Solar Photovoltaic | PV | IPP Non-CHP | 2 | 1.2 | 1.2 | 1.2 | 2 | 2014 |  | Y | N | [6 empty] | 1.6 | Y
58791 | Pristine Sun LLC | 58919 | 2127 Harris Solar Project | CA | Butte | 2127 | OP | Solar Photovoltaic | PV | IPP Non-CHP | 2 | 1.3 | 1.3 | 1.3 | 4 | 2014 |  | Y | [7 empty] | 1.4 | Y
58791 | Pristine Sun LLC | 58920 | 2097 Helton Solar Project | CA | Merced | 2097 | OP | Solar Photovoltaic | PV | IPP Non-CHP | 2 | 1.5 | 1.5 | 1.5 | 4 | 2014 |  | Y | [7 empty] | 2 | Y
58801 | Integrys MA Solar, LLC | 58934 | Integrys MA Solar, LLC - Ashburnham Site | MA | Worcester | ASH-R | OP | Solar Photovoltaic | PV | IPP Non-CHP | 2 | 2.6 | 2.6 | 2.6 | 12 | 2013 |  |  |  | Y | [5 empty] | 3.7 | Y
58801 | Integrys MA Solar, LLC | 58934 | Integrys MA Solar, LLC - Ashburnham Site | MA | Worcester | ASH10 | OP | Solar Photovoltaic | PV | IPP Non-CHP | 2 | 0.3 | 0.3 | 0.3 | 12 | 2013 |  |  |  | Y | [5 empty] | 0.3 | Y
58800 | Cross Pollination Inc | 58935 | Open View Solar Farm | VT | Addison | PV | OP | Solar Photovoltaic | PV | IPP Non-CHP | 2 | 2 | 1.9 | 1.9 | 9 | 2013 |  |  |  | Y | [5 empty] | 2.5 | Y
58802 | Walpole Solar 2, LLC | 58936 | Walpole Solar 2 | MA | Norfolk | WLPL1 | OP | Solar Photovoltaic | PV | IPP Non-CHP | 2 | 2.4 | 2.4 | 2.4 | 4 | 2014 |  |  |  | Y | [5 empty] | 2.9 | Y
58803 | Gardner Solar 1, LLC | 58937 | Gardner Solar 1 | MA | Worcester | GRDN1 | OP | Solar Photovoltaic | PV | IPP Non-CHP | 2 | 2 | 2 | 2 | 5 | 2014 |  |  |  | Y | [5 empty] | 2.5 | Y
58808 | Rockville Solar I LLC | 58942 | Rockville Solar I LLC | IN | Marion | RVSI | OP | Solar Photovoltaic | PV | IPP Non-CHP | 2 | 2.8 | 2.8 | 2.8 | 4 | 2014 |  |  |  | Y | [5 empty] | 3.1 | Y
59369 | HXOap Solar One, LLC | 58943 | Halifax | NC | Halifax | 1 | OP | Solar Photovoltaic | PV | IPP Non-CHP | 2 | 20 | 20 | 20 | 12 | 2014 |  |  |  | Y | [5 empty] | 29 | Y
58812 | GLT Cloverdale Solar LLC | 58949 | Cloverdale Solar I | CA | Sonoma | TBD | OP | Solar Photovoltaic | PV | IPP Non-CHP | 2 | 1.5 | 1.5 | 1.5 | 6 | 2014 |  |  |  | Y | [5 empty] | 1.7 | Y
58816 | Dessie Solar Center LLC | 58952 | Dessie Solar Center LLC | NC | Columbus | DESS | OP | Solar Photovoltaic | PV | IPP Non-CHP | 2 | 4.8 | 4.8 | 4.8 | 11 | 2014 |  |  |  | Y | [5 empty] | 6.5 | Y
58817 | Rockville Solar II, LLC | 58953 | Rockville Solar II, LLC | IN | Marion | RVSII | OP | Solar Photovoltaic | PV | IPP Non-CHP | 2 | 2.7 | 2.7 | 2.7 | 8 | 2014 |  |  |  | Y | [5 empty] | 3.2 | Y
57313 | SolarCity Corporation | 58954 | Intel Folsom Phase 2 | CA | Sacramento | PV | OP | Solar Photovoltaic | PV | IPP Non-CHP | 2 | 1 | 1 | 1 | 10 | 2012 |  | Y | [7 empty] | 1.2 | Y
58818 | BearPond Solar Center LLC | 58955 | BearPond Solar Center LLC | NC | Vance | BEAR | OP | Solar Photovoltaic | PV | IPP Non-CHP | 2 | 4.8 | 4.8 | 4.8 | 12 | 2014 |  |  |  | Y | [5 empty] | 6.5 | Y
58820 | Shankle Solar Center LLC | 58956 | Shankle Solar Center LLC | NC | Hoke | SHAN | OP | Solar Photovoltaic | PV | IPP Non-CHP | 2 | 4.8 | 4.8 | 4.8 | 1 | 2015 |  |  |  | Y | [5 empty] | 6.6 | Y
58819 | Graham Solar Center LLC | 58957 | Graham Solar Center LLC | NC | Columbus | GRAH | OP | Solar Photovoltaic | PV | IPP Non-CHP | 2 | 4.8 | 4.8 | 4.8 | 12 | 2014 |  | N |  | Y | [5 empty] | 6.7 | Y
58822 | MC Power Companies Inc | 58959 | Butler Solar Power Project | MO | Bates | BSF1 | OP | Solar Photovoltaic | PV | IPP Non-CHP | 2 | 2.8 | 2.8 | 2.8 | 3 | 2014 |  |  |  | Y | [5 empty] | 3.2 | Y
57313 | SolarCity Corporation | 58961 | Oregon University System OIT Klamath Fal | OR | Klamath | PV | OP | Solar Photovoltaic | PV | IPP Non-CHP | 2 | 2 | 2 | 2 | 1 | 2014 |  |  |  | Y | [5 empty] | 1.9 | Y
57313 | SolarCity Corporation | 58963 | Las Virgenes Municipal Water District | CA | Los Angeles | PV | OP | Solar Photovoltaic | PV | IPP Non-CHP | 2 | 1 | 1 | 1 | 2 | 2014 |  |  | N | Y | [5 empty] | 1.1 | Y
58825 | WE 90 Technology Drive LLC | 58964 | Technology Drive Solar | VT | Windham | PV1 | OP | Solar Photovoltaic | PV | IPP Non-CHP | 2 | 2 | 2 | 2 | 9 | 2014 |  | Y | [7 empty] | 2.3 | Y
24211 | Tucson Electric Power Co | 58972 | Fort Huachuca Solar PV Project | AZ | Cochise | FHUAC | OP | Solar Photovoltaic | PV | Electric Utility | 1 | 13.6 | 13.6 | 13.6 | 12 | 2014 |  |  |  | Y | [5 empty] | 17.2 | Y
56769 | Consolidated Edison Development Inc. | 58973 | White River Solar 2 | CA | Tulare | W2CA | OP | Solar Photovoltaic | PV | IPP Non-CHP | 2 | 19.8 | 19.8 | 19.8 | 9 | 2014 |  | Y | [7 empty] | 26 | Y
58837 | Fairview Farms Solar LLC | 58974 | Fairview Farms Solar | MA | Franklin | PV1 | OP | Solar Photovoltaic | PV | IPP Non-CHP | 2 | 2 | 0.8 | 1.3 | 6 | 2014 |  |  |  | Y | [5 empty] | 2.3 | Y
58468 | Dominion Renewable Energy | 58983 | RE Camelot LLC | CA | Kern | 1 | OP | Solar Photovoltaic | PV | IPP Non-CHP | 2 | 45 | 45 | 45 | 12 | 2014 |  | Y | [7 empty] | 59.1 | Y |  |  |  |  | N
58468 | Dominion Renewable Energy | 58984 | RE Adams East, LLC | CA | Fresno | 1 | OP | Solar Photovoltaic | PV | IPP Non-CHP | 2 | 19 | 19 | 19 | 12 | 2014 |  | Y | [7 empty] | 24.9 |  | Y
58468 | Dominion Renewable Energy | 58985 | RE Kansas Solar, LLC | CA | Kings | 1 | OP | Solar Photovoltaic | PV | IPP Non-CHP | 2 | 20 | 20 | 20 | 12 | 2014 |  | Y | [7 empty] | 27 |  | Y
58468 | Dominion Renewable Energy | 58986 | RE Old River One, LLC | CA | Kern | 1 | OP | Solar Photovoltaic | PV | IPP Non-CHP | 2 | 20 | 20 | 20 | 12 | 2014 |  | Y | [7 empty] | 26.8 |  | Y
58468 | Dominion Renewable Energy | 58990 | RE Columbia Two, LLC | CA | Kern | 1 | OP | Solar Photovoltaic | PV | IPP Non-CHP | 2 | 15 | 15 | 15 | 12 | 2014 |  | Y | [7 empty] | 19.4 | Y |  |  |  |  | N
58468 | Dominion Renewable Energy | 58991 | RE Kent South, LLC | CA | Kings | 1 | OP | Solar Photovoltaic | PV | IPP Non-CHP | 2 | 20 | 20 | 20 | 12 | 2014 |  | Y | [7 empty] | 26.3 |  | Y
15477 | Public Service Elec & Gas Co | 59001 | Parkland Landfill Solar | NJ | Burlington | PARK | OP | Solar Photovoltaic | PV | Electric Utility | 1 | 7.8 | 7.8 | 7.8 | 1 | 2015 |  |  |  | Y | [5 empty] | 10.1 | Y
58661 | Sustainable Power Group, LLC | 59008 | Woodmere Solar Farm | CA | Kern | PV1 | OP | Solar Photovoltaic | PV | IPP Non-CHP | 2 | 15 | 15 | 15 | 12 | 2015 |  | Y | [7 empty] | 18.8 |  | Y
58661 | Sustainable Power Group, LLC | 59009 | Hayworth Solar | CA | kern | PV1 | OP | Solar Photovoltaic | PV | IPP Non-CHP | 2 | 27 | 27 | 27 | 12 | 2015 |  | Y | [7 empty] | 33.3 |  | Y
17650 | Southern Power Co | 59010 | Macho Springs | NM | Luna | MSS1 | OP | Solar Photovoltaic | PV | IPP Non-CHP | 2 | 52.2 | 55 | 55 | 5 | 2014 |  |  |  | Y | [5 empty] | 64.6 |  | Y
58863 | Main Street Power | 59013 | Scituate PV | MA | Plymouth | SCT | OP | Solar Photovoltaic | PV | IPP Non-CHP | 2 | 2.5 | 2.5 | 2.5 | 10 | 2013 |  |  |  | Y | [5 empty] | 3 | Y
58863 | Main Street Power | 59014 | Bolton PV | MA | Worcester | BLT | OP | Solar Photovoltaic | PV | IPP Non-CHP | 2 | 4.9 | 4.9 | 4.9 | 12 | 2013 |  |  |  | Y | [5 empty] | 6 | Y
58863 | Main Street Power | 59015 | Stow PV | MA | Middlesex | STW | OP | Solar Photovoltaic | PV | IPP Non-CHP | 2 | 2 | 2 | 2 | 12 | 2013 |  |  |  | Y | [5 empty] | 2.5 | Y
58864 | Lake County Solar LLC | 59018 | East Chicago | IN | Lake | 1 | OP | Solar Photovoltaic | PV | IPP Non-CHP | 2 | 2 | 2 | 2 | 3 | 2013 |  |  |  | Y | [5 empty] | 2.3 | Y
58864 | Lake County Solar LLC | 59019 | Griffith | IN | Lake | 1 | OP | Solar Photovoltaic | PV | IPP Non-CHP | 2 | 2 | 2 | 2 | 3 | 2013 |  |  |  | Y | [5 empty] | 2.3 | Y
803 | Arizona Public Service Co | 59020 | Gila Bend | AZ | Maricopa | PV1 | OP | Solar Photovoltaic | PV | Electric Utility | 1 | 32 | 32 | 32 | 10 | 2014 |  | Y | [7 empty] | 25.5 | Y
58870 | City Council of Baltimore City | 59026 | Back River Waste Water Treatment | MD | Baltimore City | SOLAR | OP | Solar Photovoltaic | PV | IPP Non-CHP | 2 | 0.8 | 0.8 | 0.8 | 3 | 2012 |  |  |  | Y | [5 empty] | 1 | Y
58871 | Citizens Enterprises Corporation | 59028 | Agawam Solar | MA | Hampden | 0028 | OP | Solar Photovoltaic | PV | IPP Non-CHP | 2 | 1.5 | 1.5 | 1.5 | 3 | 2012 |  |  |  | Y | [5 empty] | 1.8 | Y
58871 | Citizens Enterprises Corporation | 59029 | Rehoboth Solar | MA | Bristol | 0040 | OP | Solar Photovoltaic | PV | IPP Non-CHP | 2 | 2 | 2 | 2 | 12 | 2013 |  |  |  | Y | [5 empty] | 2.6 | Y
58871 | Citizens Enterprises Corporation | 59030 | Chicopee Solar | MA | Hampden | 0036 | OP | Solar Photovoltaic | PV | IPP Non-CHP | 2 | 3 | 3 | 3 | 12 | 2013 |  |  |  | Y | [5 empty] | 3.9 | Y
58871 | Citizens Enterprises Corporation | 59031 | Route 57 Solar | MA | Hampden | 0027 | OP | Solar Photovoltaic | PV | IPP Non-CHP | 2 | 1.5 | 1.5 | 1.5 | 3 | 2013 |  |  |  | Y | [5 empty] | 1.8 | Y
58871 | Citizens Enterprises Corporation | 59032 | EBZ Solar | MA | Middlesex | 0031 | OP | Solar Photovoltaic | PV | IPP Non-CHP | 2 | 2.5 | 2.5 | 2.5 | 1 | 2013 |  |  |  | Y | [5 empty] | 3 | Y
58871 | Citizens Enterprises Corporation | 59033 | Whately Solar | MA | Franklin | 0024 | OP | Solar Photovoltaic | PV | IPP Non-CHP | 2 | 1.5 | 1.5 | 1.5 | 3 | 2013 |  |  |  | Y | [5 empty] | 1.8 | Y
58661 | Sustainable Power Group, LLC | 59038 | Battleground | NC | Cleveland | GEN1 | OP | Solar Photovoltaic | PV | IPP Non-CHP | 2 | 3.5 | 3.5 | 3.5 | 12 | 2013 |  |  |  | Y | [5 empty] | 4.3 | Y
58876 | Beulaville Solar LLC | 59039 | Beulaville | NC | Duplin | GEN 1 | OP | Solar Photovoltaic | PV | IPP Non-CHP | 2 | 2 | 2 | 2 | 12 | 2013 |  |  |  | Y | [5 empty] | 2.5 | Y
58661 | Sustainable Power Group, LLC | 59042 | Ellerbe | NC | Richmond | GEN 1 | OP | Solar Photovoltaic | PV | IPP Non-CHP | 2 | 2 | 2 | 2 | 12 | 2013 |  |  |  | Y | [5 empty] | 2.3 | Y
58682 | WR-TGC Solar Generation IV LLC | 59043 | West Davisville Solar | RI | Washington | PV1 | OP | Solar Photovoltaic | PV | IPP Non-CHP | 2 | 2 | 2 | 2 | 12 | 2013 |  |  |  | Y | [5 empty] | 2.4 | Y
19728 | UNS Electric, Inc | 59044 | Rio Rico Solar | AZ | Santa Cruz | RRSF | OP | Solar Photovoltaic | PV | Electric Utility | 1 | 6 | 6 | 6 | 3 | 2014 |  |  |  | Y | [5 empty] | 7.2 | Y
58879 | 651 Chase Solar NG LLC | 59046 | 651 Chase Solar NG | MA | Worcester | PV1 | OP | Solar Photovoltaic | PV | IPP Non-CHP | 2 | 2.5 | 1 | 1.5 | 6 | 2014 |  |  |  | Y | [5 empty] | 3.4 | Y
58883 | ERWR Whitcomb Farm Solar LLC | 59049 | Whitcomb Solar Farm | VT | Chittenden | PS01 | OP | Solar Photovoltaic | PV | IPP Non-CHP | 2 | 2.2 | 2.2 | 2.2 | 10 | 2014 |  |  |  | Y | [5 empty] | 3.6 | Y
58661 | Sustainable Power Group, LLC | 59050 | Wallace | NC | Lenoir | GEN 1 | OP | Solar Photovoltaic | PV | IPP Non-CHP | 2 | 2 | 2 | 2 | 12 | 2013 |  |  |  | Y | [5 empty] | 2.5 | Y
58661 | Sustainable Power Group, LLC | 59051 | Kenansville | NC | Duplin | GEN 1 | OP | Solar Photovoltaic | PV | IPP Non-CHP | 2 | 2 | 2 | 2 | 12 | 2013 |  |  |  | Y | [5 empty] | 2.6 | Y
58884 | FLS Solar 100 LLC | 59052 | Fairmont-FLS 100 | NC | Robeson | GEN 1 | OP | Solar Photovoltaic | PV | IPP Non-CHP | 2 | 4 | 4 | 4 | 12 | 2013 |  |  |  | Y | [5 empty] | 5.1 | Y
57130 | Janssen Pharmaceutical Co | 59055 | Rariton OMP | NJ | Somerset | PV1 | OP | Solar Photovoltaic | PV | IPP Non-CHP | 2 | 2.4 | 2.4 | 2.1 | 4 | 2012 |  |  |  | Y | N |  |  |  |  | 2.4 | Y
57130 | Janssen Pharmaceutical Co | 59057 | Skillman | NJ | Somerset | GEN 1 | OP | Solar Photovoltaic | PV | IPP Non-CHP | 2 | 2.7 | 2.7 | 2.5 | 3 | 2011 |  |  |  | Y | N |  |  |  |  | 2.7 | Y
57130 | Janssen Pharmaceutical Co | 59058 | Vacaville | CA | Solano | GEN 1 | OP | Solar Photovoltaic | PV | IPP Non-CHP | 2 | 1 | 1 | 1 | 9 | 2007 |  |  |  | Y | [5 empty] | 1 | Y
57130 | Janssen Pharmaceutical Co | 59059 | Raritan ITS | NJ | Somerset | GEN 1 | OP | Solar Photovoltaic | PV | IPP Non-CHP | 2 | 2 | 2 | 2 | 8 | 2010 |  |  |  | Y | N |  |  |  |  | 2 | Y
58888 | City of Pittsfield | 59060 | Waste Water Treatment Plant | MA | Berkshire | WWPV | OP | Solar Photovoltaic | PV | IPP Non-CHP | 2 | 1.5 | 0.3 | 0.2 | 1 | 2012 |  |  |  | Y | [5 empty] | 1.6 | Y
58894 | CF CVEC Owner One LLC | 59075 | Brewster Landfill | MA | Barnstable | BRE1 | OP | Solar Photovoltaic | PV | IPP Non-CHP | 2 | 1 | 1 | 1 | 9 | 2014 |  |  |  | Y | [5 empty] | 1.2 | Y
58894 | CF CVEC Owner One LLC | 59077 | Chatham Landfill | MA | Barnstable | CHA | OP | Solar Photovoltaic | PV | IPP Non-CHP | 2 | 1.5 | 1.5 | 1.5 | 9 | 2014 |  |  |  | Y | [5 empty] | 1.8 | Y
58894 | CF CVEC Owner One LLC | 59078 | Harwich Landfill | MA | Barnstable | HAR1 | OP | Solar Photovoltaic | PV | IPP Non-CHP | 2 | 4 | 4 | 4 | 8 | 2014 |  |  |  | Y | [5 empty] | 4.5 | Y
58894 | CF CVEC Owner One LLC | 59079 | Katama Farm | MA | Dukes | KAT1 | OP | Solar Photovoltaic | PV | IPP Non-CHP | 2 | 1 | 1 | 1 | 6 | 2014 |  |  |  | Y | [5 empty] | 1.3 | Y
58894 | CF CVEC Owner One LLC | 59080 | Nunnepog | MA | Dukes | NUN1 | OP | Solar Photovoltaic | PV | IPP Non-CHP | 2 | 1 | 1 | 1 | 6 | 2014 |  |  |  | Y | [5 empty] | 1.4 | Y
58894 | CF CVEC Owner One LLC | 59081 | Barnstable Landfill | MA | Barnstable | HAR1 | OP | Solar Photovoltaic | PV | IPP Non-CHP | 2 | 4 | 4 | 4 | 9 | 2014 |  |  |  | Y | [5 empty] | 4.5 | Y
58894 | CF CVEC Owner One LLC | 59082 | Dennis Landfill | MA | Barnstable | DEN1 | OP | Solar Photovoltaic | PV | IPP Non-CHP | 2 | 5 | 5 | 5 | 9 | 2014 |  |  |  | Y | [5 empty] | 5.9 | Y
57170 | EDF Renewable Asset Holdings, Inc. | 59085 | Lepomis PV Energy LLC | MA | Plymouth | INV-1 | OP | Solar Photovoltaic | PV | IPP Non-CHP | 2 | 4.5 | 4.5 | 4.5 | 6 | 2014 |  |  |  | Y | [5 empty] | 6 | Y
58468 | Dominion Renewable Energy | 59086 | Goose Lake Solar | CA | Kern | GEN1 | OP | Solar Photovoltaic | PV | IPP Non-CHP | 2 | 12 | 12 | 12 | 5 | 2015 |  | Y | [7 empty] | 17 |  | Y
58468 | Dominion Renewable Energy | 59087 | City of Corcoran Solar | CA | Kings | GEN 1 | OP | Solar Photovoltaic | PV | IPP Non-CHP | 2 | 11 | 11 | 11 | 5 | 2015 |  | Y | [7 empty] | 15 |  | Y
58902 | Rockland Solar | 59090 | Rockland Solar | MA | Plymouth | GEN1 | OP | Solar Photovoltaic | PV | IPP Non-CHP | 2 | 2.5 | 2.5 | 2.5 | 12 | 2013 |  |  |  | Y | [5 empty] | 2.5 | Y
57313 | SolarCity Corporation | 59094 | Division 1 | CA | Los Angeles | GEN 1 | OP | Solar Photovoltaic | PV | IPP Non-CHP | 2 | 1.5 | 1.5 | 1.5 | 6 | 2014 |  |  |  | Y | [5 empty] | 1.7 | Y
57313 | SolarCity Corporation | 59095 | Division 2 | CA | Los Angeles | GEN 1 | OP | Solar Photovoltaic | PV | IPP Non-CHP | 2 | 1 | 1 | 1 | 6 | 2014 |  |  |  | Y | [5 empty] | 1.1 | Y
57313 | SolarCity Corporation | 59096 | Division 3 | CA | Los Angeles | GEN1 | OP | Solar Photovoltaic | PV | IPP Non-CHP | 2 | 1 | 1 | 1 | 6 | 2014 |  |  |  | Y | [5 empty] | 1.1 | Y
58928 | Berry Plastics Solar | 59097 | Berry Plastics Solar | NJ | Warren | PV1 | OP | Solar Photovoltaic | PV | IPP Non-CHP | 2 | 10.1 | 10.1 | 10 | 12 | 2013 |  |  |  | Y | [5 empty] | 13.1 | Y
57313 | SolarCity Corporation | 59098 | Kettering Solar 1 | CA | Los Angeles | PV1 | OP | Solar Photovoltaic | PV | IPP Non-CHP | 2 | 1 | 1 | 1 | 6 | 2014 |  |  |  | Y | [5 empty] | 1.1 | Y
57313 | SolarCity Corporation | 59099 | Kettering Solar 2 | CA | Los Angeles | PV1 | OP | Solar Photovoltaic | PV | IPP Non-CHP | 2 | 1 | 1 | 1 | 6 | 2014 |  |  |  | Y | [5 empty] | 1.1 | Y
58906 | Chauncey Farm | 59100 | Chauncey Farm LLC | NC | Columbus | 1 | OP | Solar Photovoltaic | PV | IPP Non-CHP | 2 | 4.9 | 4.9 | 4.9 | 6 | 2014 |  |  |  | Y | [5 empty] | 6.4 | Y
58908 | Dragstrip Farm LLC | 59102 | Dragstrip Farm | NC | Burke | 1 | OP | Solar Photovoltaic | PV | IPP Non-CHP | 2 | 5 | 5 | 5 | 10 | 2014 |  |  |  | Y | [5 empty] | 6.1 |  | Y
58911 | Market Farm LLC | 59105 | Market Farm | NC | Rockingham | 1 | OP | Solar Photovoltaic | PV | IPP Non-CHP | 2 | 4.9 | 4.9 | 4.9 | 10 | 2014 |  |  |  | Y | [5 empty] | 6 | Y
58927 | Snow Hill Solar 2 LLC | 59106 | Snow Hill Solar 2 LLC | NC | Greene | 1 | OP | Solar Photovoltaic | PV | IPP Non-CHP | 2 | 2 | 2 | 2 | 5 | 2014 |  |  |  | Y | [5 empty] | 2.7 | Y
58912 | Mount Olive Farm LLC | 59107 | Mount Olive Farm | NC | Wayne | 1 | OP | Solar Photovoltaic | PV | IPP Non-CHP | 2 | 5 | 5 | 5 | 12 | 2014 |  |  |  | Y | [5 empty] | 5 |  | Y
58915 | Spicewood Solar Farm LLC | 59109 | Spicewood Solar Farm LLC | NC | Moore | 1 | OP | Solar Photovoltaic | PV | IPP Non-CHP | 2 | 5 | 5 | 5 | 7 | 2014 |  |  |  | Y | [5 empty] | 6 | Y
58916 | Springfield Solar 1 LLC | 59110 | Springfield Solar 1 LLC | MO | Greene | 1 | OP | Solar Photovoltaic | PV | IPP Non-CHP | 2 | 4.9 | 4.9 | 4.9 | 6 | 2014 |  |  |  | Y | [5 empty] | 6.5 | Y
58917 | West Salisbury Farm LLC | 59111 | West Salisbury Farm LLC | NC | Rowan | 1 | OP | Solar Photovoltaic | PV | IPP Non-CHP | 2 | 5 | 5 | 5 | 9 | 2015 |  |  |  | Y | [5 empty] | 5 |  | Y
58919 | Yanceyville Farm 2 LLC | 59113 | Yanceyville Farm 2 LLC | NC | Caswell | 1 | OP | Solar Photovoltaic | PV | IPP Non-CHP | 2 | 5 | 5 | 5 | 4 | 2015 |  |  |  | Y | [5 empty] | 6 | Y
58920 | Redmon Solar Farm LLC | 59114 | Redmon Solar Farm LLC | NC | Rowan | 1 | OP | Solar Photovoltaic | PV | IPP Non-CHP | 2 | 2 | 2 | 2 | 3 | 2015 |  |  |  | Y | [5 empty] | 2 | Y
58926 | Anderson Farm LLC | 59115 | Anderson Farm LLC | NC | Sampson | 1 | OP | Solar Photovoltaic | PV | IPP Non-CHP | 2 | 1.9 | 1.9 | 1.9 | 10 | 2014 |  |  |  | Y | [5 empty] | 2.8 |  | Y
3046 | Duke Energy Progress - (NC) | 59117 | DD Fayetteville Solar NC LLC | NC | Bladen | PV1 | OP | Solar Photovoltaic | PV | Electric Utility | 1 | 23.1 | 23.1 | 23.1 | 11 | 2015 |  |  |  | Y | [5 empty] | 23.1 | Y
58661 | Sustainable Power Group, LLC | 59119 | Warsaw I | NC | Duplin | PV1 | OP | Solar Photovoltaic | PV | IPP Non-CHP | 2 | 2 | 2 | 2 | 12 | 2013 |  |  |  | Y | [5 empty] | 2.6 | Y
58661 | Sustainable Power Group, LLC | 59120 | Warsaw II | NC | Duplin | PV1 | OP | Solar Photovoltaic | PV | IPP Non-CHP | 2 | 2 | 2 | 2 | 12 | 2013 |  |  |  | Y | [5 empty] | 2.6 | Y
59622 | Ahana Renewables, LLC | 59121 | Acushnet-Braley Road 1 | MA | Bristol | 57449 | OP | Solar Photovoltaic | PV | IPP Non-CHP | 2 | 1.9 | 1.9 | 1.9 | 1 | 2013 |  | Y | [7 empty] | 2 | Y
58944 | Enerparc CA 1, LLC | 59122 | Enerparc CA1 LLC | CA | San Benito | ECA11 | OP | Solar Photovoltaic | PV | IPP Non-CHP | 2 | 1.5 | 1.5 | 1.5 | 6 | 2014 |  |  |  | Y | [5 empty] | 2.2 | Y
58925 | Moncure Farm LLC | 59123 | Moncure Farm LLC | NC | Chatham | 1 | OP | Solar Photovoltaic | PV | IPP Non-CHP | 2 | 5 | 5 | 5 | 4 | 2014 |  |  |  | Y | [5 empty] | 4.5 | Y
58924 | Martin Creek Farm LLC | 59124 | Martin Creek Farm LLC | NC | Vance | 1 | OP | Solar Photovoltaic | PV | IPP Non-CHP | 2 | 3 | 3 | 3 | 3 | 2014 |  |  | Y | [6 empty] | 3.9 | Y
58923 | Kinston Solar LLC | 59125 | Kinston | NC | Lenoir | 1 | OP | Solar Photovoltaic | PV | IPP Non-CHP | 2 | 2 | 2 | 2 | 4 | 2014 |  |  |  | Y | [5 empty] | 2.7 | Y
58922 | Daniel Farm LLC | 59126 | Daniel Farm LLC | NC | Davie | 1 | OP | Solar Photovoltaic | PV | IPP Non-CHP | 2 | 5 | 5 | 5 | 3 | 2014 |  |  |  | Y | [5 empty] | 6 | Y
58921 | Bailey Farm LLC | 59127 | Bailey Farm LLC | NC | Nash | 1 | OP | Solar Photovoltaic | PV | IPP Non-CHP | 2 | 5 | 5 | 5 | 11 | 2013 |  |  |  | Y | [5 empty] | 6.5 | Y
59622 | Ahana Renewables, LLC | 59128 | Acushnet- High Hill | MA | Bristol | 57449 | OP | Solar Photovoltaic | PV | IPP Non-CHP | 2 | 3.2 | 3.2 | 3.2 | 3 | 2013 |  |  |  | Y | [5 empty] | 3.2 | Y
59622 | Ahana Renewables, LLC | 59129 | CSD 2- Freedom High | CA | Contra Costa | 57449 | OP | Solar Photovoltaic | PV | IPP Non-CHP | 2 | 1.1 | 1.1 | 1.1 | 8 | 2013 |  |  |  | Y | [5 empty] | 1.1 | Y
59622 | Ahana Renewables, LLC | 59130 | CSD 2 - Heritage High | CA | Contra Costa | 57449 | OP | Solar Photovoltaic | PV | IPP Non-CHP | 2 | 1.3 | 1.3 | 1.3 | 9 | 2013 |  |  |  | Y | [5 empty] | 1.4 | Y
59622 | Ahana Renewables, LLC | 59131 | Dartmouth Landfill | MA | Bristol | 57449 | OP | Solar Photovoltaic | PV | IPP Non-CHP | 2 | 1.3 | 1.3 | 1.3 | 2 | 2013 |  |  |  | Y | [5 empty] | 1.3 | Y
59622 | Ahana Renewables, LLC | 59132 | EAFB - North Base | CA | Kern | 57449 | OP | Solar Photovoltaic | PV | IPP Non-CHP | 2 | 1.1 | 1.1 | 1.1 | 2 | 2012 |  | Y |  | N | [5 empty] | 1.1 | Y
59622 | Ahana Renewables, LLC | 59133 | EAFB - South Base | CA | Kern | 57449 | OP | Solar Photovoltaic | PV | IPP Non-CHP | 2 | 1.1 | 1.1 | 1.1 | 2 | 2012 |  | Y | [7 empty] | 1.1 | Y
59622 | Ahana Renewables, LLC | 59134 | Easton Landfill | MA | Bristol | 57449 | OP | Solar Photovoltaic | PV | IPP Non-CHP | 2 | 1.9 | 1.9 | 1.9 | 10 | 2013 |  |  |  | Y | [5 empty] | 1.9 | Y
59622 | Ahana Renewables, LLC | 59135 | Ludlow Landfill | MA | Hampden | 57449 | OP | Solar Photovoltaic | PV | IPP Non-CHP | 2 | 2.6 | 2.6 | 2.6 | 8 | 2013 |  |  |  | Y | [5 empty] | 2.6 | Y
59622 | Ahana Renewables, LLC | 59136 | Methuen Landfill | MA | Essex | 57449 | OP | Solar Photovoltaic | PV | IPP Non-CHP | 2 | 1.3 | 1.3 | 1.3 | 7 | 2013 |  |  |  | Y | [5 empty] | 1.3 | Y
59622 | Ahana Renewables, LLC | 59137 | Plymouth Site 1 | MA | Plymouth | 57449 | OP | Solar Photovoltaic | PV | IPP Non-CHP | 2 | 5.6 | 5.6 | 5.6 | 10 | 2013 |  |  |  | Y | [5 empty] | 5.6 | Y
59622 | Ahana Renewables, LLC | 59138 | SDCCD - Miramar | CA | San Diego | 57449 | OP | Solar Photovoltaic | PV | IPP Non-CHP | 2 | 1.1 | 1.1 | 1.1 | 2 | 2011 |  |  |  | Y | [5 empty] | 1.1 | Y
59622 | Ahana Renewables, LLC | 59139 | SDCWA - Twin Oaks | CA | San Diego | 57449 | OP | Solar Photovoltaic | PV | IPP Non-CHP | 2 | 1.1 | 1.1 | 1.1 | 5 | 2011 |  |  |  | Y | [5 empty] | 1.1 | Y
57170 | EDF Renewable Asset Holdings, Inc. | 59140 | EDF Lancaster | MA | Worcester | INV-1 | OP | Solar Photovoltaic | PV | IPP Non-CHP | 2 | 4.5 | 4.5 | 4.5 | 7 | 2014 |  |  |  | Y | [5 empty] | 5.9 | Y
58949 | Hangar 160 LLC | 59144 | Brighton PV Solar Plant | CO | Adams | 15755 | OP | Solar Photovoltaic | PV | IPP Non-CHP | 2 | 1.8 | 1.8 | 1.8 | 12 | 2012 |  |  |  | Y | [5 empty] | 2.3 | Y
58961 | United Therapeutics Corporation | 59146 | XPF Solar Field | NC | Durham | PV1 | OP | Solar Photovoltaic | PV | IPP Non-CHP | 2 | 3.9 | 3 | 0.9 | 12 | 2014 |  |  |  | N |  |  |  |  | Y | 3.9 | Y |  |  |  |  | Y
58970 | Ecoplexus, Inc | 59152 | Thornton PV1 | NC | Greene | THOR1 | OP | Solar Photovoltaic | PV | IPP Non-CHP | 2 | 5 | 5 | 5 | 12 | 2015 |  |  |  | Y | [5 empty] | 6.5 | Y
58970 | Ecoplexus, Inc | 59153 | Watson Seed Farm PV1 | NC | Nash | WAT1 | OP | Solar Photovoltaic | PV | IPP Non-CHP | 2 | 20 | 20 | 20 | 12 | 2015 |  |  |  | Y | [5 empty] | 20 | Y |  |  | Y
58970 | Ecoplexus, Inc | 59154 | Bradley PV1 | NC | Hertford | BRAD1 | OP | Solar Photovoltaic | PV | IPP Non-CHP | 2 | 5 | 5 | 5 | 12 | 2015 |  |  |  | Y | [5 empty] | 6.5 |  |  |  | Y
59819 | Fresh Air Energy X, LLC | 59155 | Shawboro PV1 | NC | Currituck | SHAW1 | OP | Solar Photovoltaic | PV | IPP Non-CHP | 2 | 20 | 20 | 20 | 10 | 2015 |  |  |  | Y | [5 empty] | 29.5 | Y
58970 | Ecoplexus, Inc | 59156 | Carter PV1 | NC | Cumberland | CTR1 | OP | Solar Photovoltaic | PV | IPP Non-CHP | 2 | 5 | 5 | 5 | 12 | 2014 |  |  |  | Y | [5 empty] | 7 |  | Y
58970 | Ecoplexus, Inc | 59157 | Pecan PV1 | NC | Richmond | PEC1 | OP | Solar Photovoltaic | PV | IPP Non-CHP | 2 | 5 | 5 | 5 | 12 | 2014 |  |  |  | Y | [5 empty] | 7 |  | Y
58970 | Ecoplexus, Inc | 59158 | Langley PV1 | NC | Wilson | LNG1 | OP | Solar Photovoltaic | PV | IPP Non-CHP | 2 | 5 | 5 | 5 | 12 | 2014 |  |  |  | Y | [5 empty] | 7 |  | Y
59462 | Heelstone Energy Holdings, LLC | 59163 | Highland Solar Center LLC | NC | Lenoir | HSC 1 | OP | Solar Photovoltaic | PV | IPP Non-CHP | 2 | 5 | 5 | 5 | 12 | 2015 |  |  |  | Y | [5 empty] | 6.4 | Y
58977 | Bridgeport Disposal LLC | 59166 | Bridgeport Disposal Solar Farm | NJ | Gloucester | BRIDG | OP | Solar Photovoltaic | PV | Commercial Non-CHP | 4 | 1.2 | 1.2 | 1.2 | 4 | 2011 |  |  |  | Y | [5 empty] | 1.5 | Y
58976 | PsomasFMG Lancaster Solar Crest, LLC | 59167 | Lancaster Solar 1 | CA | Los Angeles | LS1 | OP | Solar Photovoltaic | PV | IPP Non-CHP | 2 | 1.5 | 1.5 | 1.5 | 11 | 2014 |  |  |  | Y | [5 empty] | 1.8 | Y
59384 | Avalon Solar | 59168 | Avalon Solar | AZ | Pima | AS | OP | Solar Photovoltaic | PV | IPP Non-CHP | 2 | 29 | 29 | 29 | 12 | 2014 |  | Y | [7 empty] | 35 | Y
58976 | PsomasFMG Lancaster Solar Crest, LLC | 59169 | Lancaster Solar 2 | CA | Los Angeles | LS2 | OP | Solar Photovoltaic | PV | IPP Non-CHP | 2 | 1.5 | 1.5 | 1.5 | 11 | 2014 |  | Y | [7 empty] | 1.8 | Y
58975 | Jakana Solar | 59170 | Jakana Solar | NC | Martin | 5MWPV | OP | Solar Photovoltaic | PV | IPP Non-CHP | 2 | 5 | 5 | 5 | 11 | 2014 |  |  |  | Y | [5 empty] | 6.7 |  | Y
58979 | Windsor Solar LLC | 59171 | Windsor Solar | NC | Bertie | 5MWPV | OP | Solar Photovoltaic | PV | IPP Non-CHP | 2 | 5 | 5 | 5 | 12 | 2014 |  |  |  | Y | [5 empty] | 6.7 |  | Y
58985 | Marion Solar LLC | 59172 | Belmont | IN | Marion | PV1 | OP | Solar Photovoltaic | PV | IPP Non-CHP | 2 | 3.8 | 3.8 | 3.8 | 11 | 2015 |  |  |  | Y | [5 empty] | 5.2 | Y
58981 | Bethel Solar LLC | 59173 | Bethel Solar | NC | Pitt | 5MWPV | OP | Solar Photovoltaic | PV | IPP Non-CHP | 2 | 5 | 5 | 5 | 12 | 2015 |  |  |  | Y | [5 empty] | 5 | Y
58980 | Lewiston Solar LLC | 59174 | Lewiston Solar | NC | Bertie | 5MWPV | OP | Solar Photovoltaic | PV | IPP Non-CHP | 2 | 5 | 5 | 5 | 12 | 2014 |  |  |  | Y | [5 empty] | 6.7 |  | Y
58983 | Williamston Solar LLC | 59176 | Williamston Solar | NC | Martin | 5MWPV | OP | Solar Photovoltaic | PV | IPP Non-CHP | 2 | 5 | 5 | 5 | 12 | 2014 |  |  |  | Y | [5 empty] | 6.7 |  | Y
58440 | CD US Solar MT 2 LLC | 59178 | Franklin 1 | MA | Norfolk | KRS04 | OP | Solar Photovoltaic | PV | IPP Non-CHP | 2 | 3 | 3 | 3 | 11 | 2013 |  |  |  | Y | [5 empty] | 3.6 | Y
58440 | CD US Solar MT 2 LLC | 59179 | Franklin 2 | MA | Norfolk | KRS05 | OP | Solar Photovoltaic | PV | IPP Non-CHP | 2 | 4 | 4 | 4 | 12 | 2013 |  |  |  | Y | [5 empty] | 4.8 | Y
58985 | Marion Solar LLC | 59180 | Marion Solar LNG | IN | Marion | PV1 | OP | Solar Photovoltaic | PV | IPP Non-CHP | 2 | 1.5 | 1.5 | 1.5 | 10 | 2015 |  |  |  | Y | [5 empty] | 1.9 | Y
59139 | SunEdison LLC | 59182 | Hesperia | CA | San Bernardino | 10-94 | OP | Solar Photovoltaic | PV | IPP Non-CHP | 2 | 1.5 | 1.5 | 1.5 | 8 | 2014 |  |  |  | Y | [5 empty] | 1.7 | Y
58468 | Dominion Renewable Energy | 59183 | CID Solar, LLC | CA | Kings | PV1 | OP | Solar Photovoltaic | PV | IPP Non-CHP | 2 | 19.8 | 19.8 | 19.8 | 12 | 2014 |  | Y | [7 empty] | 27.2 |  |  |  |  | Y
58468 | Dominion Renewable Energy | 59184 | Mulberry Farm LLC | TN | McNairy | PV1 | OP | Solar Photovoltaic | PV | IPP Non-CHP | 2 | 15.8 | 15.8 | 15.8 | 12 | 2014 |  |  |  | Y | [5 empty] | 20 |  | Y |  |  |  | N
56990 | NJR Clean Energy Ventures Corporation | 59185 | Jacobstown | NJ | Burlington | PV1 | OP | Solar Photovoltaic | PV | IPP Non-CHP | 2 | 5 | 5 | 5 | 9 | 2014 |  |  |  | Y | [5 empty] | 6.1 | Y
56990 | NJR Clean Energy Ventures Corporation | 59186 | West Pemberton | NJ | Burlington | PV1 | OP | Solar Photovoltaic | PV | IPP Non-CHP | 2 | 7 | 7 | 7 | 7 | 2014 |  |  |  | Y | [5 empty] | 9.2 | Y
58468 | Dominion Renewable Energy | 59188 | Selmer Farm LLC | TN | McNairy | PV1 | OP | Solar Photovoltaic | PV | IPP Non-CHP | 2 | 15.8 | 15.8 | 15.8 | 10 | 2014 |  |  |  | Y | [5 empty] | 20 |  | Y |  |  |  | N
58993 | East Wayne Solar LLC | 59189 | East Wayne Solar LLC | NC | Wayne | 1 | OP | Solar Photovoltaic | PV | IPP Non-CHP | 2 | 2 | 2 | 2 | 3 | 2014 |  |  |  | Y | [5 empty] | 2.7 | Y
58995 | Vickers Farm LLC | 59190 | Vickers | NC | Chatham | 1 | OP | Solar Photovoltaic | PV | IPP Non-CHP | 2 | 2 | 2 | 2 | 8 | 2014 |  |  |  | Y | [5 empty] | 2.7 | Y
58996 | Soluga Farms 1 LLC | 59191 | Soluga Farms 1 | NC | Sampson | 1 | OP | Solar Photovoltaic | PV | IPP Non-CHP | 2 | 5 | 5 | 5 | 6 | 2014 |  |  |  | Y | [5 empty] | 6.4 | Y
58997 | Soluga Farms 2 LLC | 59192 | Soluga Farms 2 LLC | NC | Bladen | 1 | OP | Solar Photovoltaic | PV | IPP Non-CHP | 2 | 5 | 5 | 5 | 9 | 2014 |  |  |  | Y | [5 empty] | 6.4 | Y
59076 | Fresh Air Energy VII LLC | 59198 | Sterling PV 3 | CO | Logan | STER3 | OP | Solar Photovoltaic | PV | IPP Non-CHP | 2 | 1.6 | 1.6 | 1.6 | 12 | 2014 |  | Y | [7 empty] | 2 | Y
59078 | Fresh Air Energy VIII LLC | 59199 | Mesa PV1 | CO | Mesa | MESA1 | OP | Solar Photovoltaic | PV | IPP Non-CHP | 2 | 1.6 | 1.6 | 1.6 | 12 | 2014 |  |  |  | Y | [5 empty] | 2 | Y
58593 | Sequoia PV 1 LLC | 59203 | Farmersville | CA | Tulare | PV1 | OP | Solar Photovoltaic | PV | IPP Non-CHP | 2 | 1.5 | 1.5 | 1.5 | 7 | 2014 |  |  |  | Y | [5 empty] | 1.8 | Y
58593 | Sequoia PV 1 LLC | 59203 | Farmersville | CA | Tulare | PV2 | OP | Solar Photovoltaic | PV | IPP Non-CHP | 2 | 1.5 | 1.5 | 1.5 | 7 | 2014 |  |  |  | Y | [5 empty] | 1.8 | Y
58593 | Sequoia PV 1 LLC | 59203 | Farmersville | CA | Tulare | PV3 | OP | Solar Photovoltaic | PV | IPP Non-CHP | 2 | 1.5 | 1.5 | 1.5 | 7 | 2014 |  |  |  | Y | [5 empty] | 1.8 | Y
56769 | Consolidated Edison Development Inc. | 59204 | OCI Alamo 3 LLC | TX | Bexar | OCIA3 | OP | Solar Photovoltaic | PV | IPP Non-CHP | 2 | 5.5 | 5.5 | 5.5 | 1 | 2015 |  |  | Y | [6 empty] | 6.7 | Y
56769 | Consolidated Edison Development Inc. | 59205 | OCI Alamo 5 LLC | TX | Uvalde | OCIA5 | OP | Solar Photovoltaic | PV | IPP Non-CHP | 2 | 100 | 100 | 100 | 12 | 2015 |  |  | Y | [6 empty] | 127.7 | Y
59004 | Sequoia PV 3 LLC | 59219 | Porterville 6 and 7 | CA | Tulare | PV1 | OP | Solar Photovoltaic | PV | IPP Non-CHP | 2 | 1.5 | 1.5 | 1.5 | 7 | 2014 |  |  |  | Y | [5 empty] | 1.8 | Y
59004 | Sequoia PV 3 LLC | 59219 | Porterville 6 and 7 | CA | Tulare | PV2 | OP | Solar Photovoltaic | PV | IPP Non-CHP | 2 | 1.5 | 1.5 | 1.5 | 7 | 2014 |  |  |  | Y | [5 empty] | 1.8 | Y
59041 | Lone Valley Solar Park II LLC | 59237 | Lone Valley Solar Park II LLC | CA | San Bernardino | CPII | OP | Solar Photovoltaic | PV | IPP Non-CHP | 2 | 20 | 20 | 20 | 12 | 2014 |  | Y | N | [6 empty] | 20 | Y
59045 | Eagle Springs Solar LLC | 59239 | Eagle Springs Solar LLC | CO | Garfield | ESS01 | OP | Solar Photovoltaic | PV | IPP Non-CHP | 2 | 1 | 1 | 0.8 | 8 | 2013 |  | Y |  | Y | [5 empty] | 1.1 | Y
58801 | Integrys MA Solar, LLC | 59241 | Brockelman | MA | Worcester | BROCK | OP | Solar Photovoltaic | PV | IPP Non-CHP | 2 | 3 | 3 | 3 | 11 | 2013 |  |  |  | Y | [5 empty] | 4 | Y
58801 | Integrys MA Solar, LLC | 59242 | Beverly | MA | Essex | BVRLY | OP | Solar Photovoltaic | PV | IPP Non-CHP | 2 | 2 | 2 | 2 | 5 | 2014 |  |  |  | Y | [5 empty] | 2.7 | Y
59063 | Camden Solar Center, LLC | 59248 | CCMUA | NJ | Camden | CCMUA | OP | Solar Photovoltaic | PV | IPP Non-CHP | 2 | 1.5 | 1.5 | 1.5 | 6 | 2012 |  |  |  | Y | [5 empty] | 1.8 | Y
58661 | Sustainable Power Group, LLC | 59262 | Lancaster Little Rock | CA | Los Angeles | LLRC | OP | Solar Photovoltaic | PV | IPP Non-CHP | 2 | 5 | 5 | 5 | 12 | 2014 |  |  |  | Y | [5 empty] | 7 |  | Y
59089 | Merced Solar LLC | 59265 | Merced Solar LLC | CA | Merced | PV8 | OP | Solar Photovoltaic | PV | IPP Non-CHP | 2 | 1.5 | 1.5 | 1.5 | 12 | 2014 |  | Y |  | N | [5 empty] | 1.9 | Y
59090 | Mission Solar LLC | 59267 | Mission Solar LLC | CA | Merced | PV9 | OP | Solar Photovoltaic | PV | IPP Non-CHP | 2 | 1.5 | 1.5 | 1.5 | 12 | 2014 |  | Y |  | N | [5 empty] | 1.9 | Y
59091 | Hollister Solar LLC | 59268 | Hollister Solar LLC | CA | San Benito | PV10 | OA | Solar Photovoltaic | PV | IPP Non-CHP | 2 | 1.5 | 1.5 | 1.5 | 12 | 2014 |  | Y | [7 empty] | 1.9 | Y
58661 | Sustainable Power Group, LLC | 59269 | Victor Mesa Linda B2 | CA | San Bernardino | VMLB2 | OP | Solar Photovoltaic | PV | IPP Non-CHP | 2 | 1.5 | 1.5 | 1.5 | 11 | 2014 |  |  |  | Y | [5 empty] | 2.1 | Y
58661 | Sustainable Power Group, LLC | 59270 | Victor Mesa Linda C2 | CA | San Bernardino | VMLC2 | OP | Solar Photovoltaic | PV | IPP Non-CHP | 2 | 1.5 | 1.5 | 1.5 | 11 | 2014 |  |  |  | Y | [5 empty] | 2.1 | Y
58661 | Sustainable Power Group, LLC | 59271 | Victor Mesa Linda D2 | CA | San Bernardino | VMLD2 | OP | Solar Photovoltaic | PV | IPP Non-CHP | 2 | 1.5 | 1.5 | 1.5 | 11 | 2014 |  |  |  | Y | [5 empty] | 2.1 | Y
58661 | Sustainable Power Group, LLC | 59272 | Victor Mesa Linda E2 | CA | San Bernardino | VMLE2 | OP | Solar Photovoltaic | PV | IPP Non-CHP | 2 | 1.5 | 1.5 | 1.5 | 11 | 2014 |  |  |  | Y | [5 empty] | 2.1 | Y
58661 | Sustainable Power Group, LLC | 59273 | SEPV Palmdale East | CA | Los Angeles | PALME | OP | Solar Photovoltaic | PV | IPP Non-CHP | 2 | 10 | 10 | 10 | 8 | 2015 |  |  |  | Y | [5 empty] | 11.5 | Y
58661 | Sustainable Power Group, LLC | 59274 | Sutter Greeworks LLC | NY | Suffolk | SUTTG | OP | Solar Photovoltaic | PV | IPP Non-CHP | 2 | 5 | 5 | 5 | 10 | 2015 |  |  |  | Y | [5 empty] | 7.2 | Y
58661 | Sustainable Power Group, LLC | 59275 | Sterlington Greenworks LLC | NY | Suffolk | STERG | OP | Solar Photovoltaic | PV | IPP Non-CHP | 2 | 1.3 | 1.3 | 1.3 | 10 | 2015 |  |  |  | Y | [5 empty] | 1.8 | Y
56990 | NJR Clean Energy Ventures Corporation | 59277 | Medford WWTP | NJ | Burlington | MED1 | OP | Solar Photovoltaic | PV | IPP Non-CHP | 2 | 1.3 | 1.3 | 1.3 | 8 | 2013 |  |  |  | Y | [5 empty] | 1.5 | Y
56990 | NJR Clean Energy Ventures Corporation | 59278 | Reeves South | NJ | Burlington | REEV1 | OP | Solar Photovoltaic | PV | IPP Non-CHP | 2 | 1 | 1 | 1 | 12 | 2013 |  |  |  | Y | [5 empty] | 1.4 | Y
58540 | California PV Energy LLC | 59283 | California PV Energy at ISD WWTP | CA | Contra Costa | W4236 | OP | Solar Photovoltaic | PV | IPP Non-CHP | 2 | 1 | 1 | 1 | 8 | 2014 |  |  |  | Y | [5 empty] | 1.2 | Y
59100 | Sunlight General Solar Fund II, LLC | 59297 | Carrier Clinic | NJ | Somerset | CARRI | OP | Solar Photovoltaic | PV | IPP Non-CHP | 2 | 1.5 | 1.5 | 1.5 | 10 | 2009 |  |  |  | Y | [5 empty] | 1.8 |  | Y
59104 | Sequoia PV 2, LLC | 59300 | Hanford 1 and 2 | CA | Kings | HAN1 | OP | Solar Photovoltaic | PV | IPP Non-CHP | 2 | 1.5 | 1.5 | 1.5 | 8 | 2014 |  |  |  | Y | [5 empty] | 1.8 | Y
59104 | Sequoia PV 2, LLC | 59300 | Hanford 1 and 2 | CA | Kings | HAN2 | OP | Solar Photovoltaic | PV | IPP Non-CHP | 2 | 1.5 | 1.5 | 1.5 | 8 | 2014 |  |  |  | Y | [5 empty] | 1.8 | Y
56990 | NJR Clean Energy Ventures Corporation | 59318 | North Run | NJ | Burlington | NRUN1 | OP | Solar Photovoltaic | PV | IPP Non-CHP | 2 | 5 | 5 | 5 | 1 | 2015 |  |  |  | Y | [5 empty] | 5 | Y
56990 | NJR Clean Energy Ventures Corporation | 59319 | Rock Solid | NJ | Monmouth | ROCK1 | OP | Solar Photovoltaic | PV | IPP Non-CHP | 2 | 8 | 8 | 8 | 11 | 2014 |  |  |  | Y | [5 empty] | 8 | Y
59121 | Pumpjack Solar I, LLC | 59322 | Pumpjack Solar I | CA | Kern | GEN1 | OP | Solar Photovoltaic | PV | IPP Non-CHP | 2 | 20 | 20 | 20 | 1 | 2015 |  | Y | [7 empty] | 26 | Y
57081 | WGL Energy Systems, Inc | 59323 | Sacramento (SMUD) | CA | Sacramento | SMUPV | OP | Solar Photovoltaic | PV | IPP Non-CHP | 2 | 1.5 | 1.5 | 1.5 | 8 | 2014 |  | N |  | Y | [5 empty] | 1.5 | Y
59122 | The Medical Center Company | 59324 | MCCo Solar Generating Facility | OH | Cuyahoga | MCCO1 | OP | Solar Photovoltaic | PV | IPP Non-CHP | 2 | 1 | 0.6 | 0.9 | 11 | 2014 |  |  |  | Y |  |  |  |  | N | 1 | [5 empty] | Y
59125 | Marlboro Mushroom | 59327 | Marlboro Mushrooms Solar Field | PA | Chester | GEN1 | OP | Solar Photovoltaic | PV | Industrial Non-CHP | 6 | 1 | 1 | 0.3 | 11 | 2011 |  | Y | [7 empty] | 1.7 | Y
59132 | Faison Solar LLC | 59333 | Faison Solar | NC | Duplin | FAIS1 | OP | Solar Photovoltaic | PV | IPP Non-CHP | 2 | 2 | 2 | 2 | 7 | 2015 |  |  |  | Y | [5 empty] | 2.2 | Y
58468 | Dominion Renewable Energy | 59334 | Catalina Solar 2, LLC | CA | Kern | INV-1 | OP | Solar Photovoltaic | PV | IPP Non-CHP | 2 | 18 | 18 | 18 | 8 | 2015 |  | Y | [7 empty] | 24.3 | Y
59462 | Heelstone Energy Holdings, LLC | 59337 | Harrell's Hill Solar Center LLC | NC | Wayne | HHS1 | OP | Solar Photovoltaic | PV | IPP Non-CHP | 2 | 5 | 5 | 5 | 12 | 2015 |  |  |  | Y | [5 empty] | 6.4 | Y
59138 | SunPower Corporation, Systems | 59339 | Quinto Solar PV Project | CA | Merced | SSC13 | OP | Solar Photovoltaic | PV | IPP Non-CHP | 2 | 108 | 105.1 | 76.8 | 11 | 2015 |  | Y | [7 empty] | 108 | Y
59141 | Devens | 59358 | Devens | MA | Middlesex | MA2 | OP | Solar Photovoltaic | PV | IPP Non-CHP | 2 | 3 | 2 | 1 | 6 | 2014 |  |  |  | Y | [5 empty] | 3.7 | Y
59139 | SunEdison LLC | 59359 | SCE-Snowline-Duncan Road (North) | CA | San Bernardino | 10400 | OP | Solar Photovoltaic | PV | IPP Non-CHP | 2 | 1.5 | 1.5 | 1.5 | 10 | 2014 |  | Y | [7 empty] | 1.6 | Y
59139 | SunEdison LLC | 59360 | SCE-Snowline-Duncan Road (South) | CA | San Bernardino | 11113 | OP | Solar Photovoltaic | PV | IPP Non-CHP | 2 | 1 | 1 | 1 | 10 | 2014 |  | Y | [7 empty] | 1.1 | Y
58258 | SunRay Power LLC | 59361 | Browne Solar LLC | MA | Hampden | PV1 | OP | Solar Photovoltaic | PV | IPP Non-CHP | 2 | 1.4 | 1.4 | 1.4 | 4 | 2014 |  |  |  | Y | [5 empty] | 1.4 | Y
58258 | SunRay Power LLC | 59362 | Indian Hill Solar LLC | MA | Hampden | PV1 | OP | Solar Photovoltaic | PV | IPP Non-CHP | 2 | 1.4 | 1.4 | 1.4 | 4 | 2014 |  |  |  | Y | [5 empty] | 1.4 | Y
58258 | SunRay Power LLC | 59363 | State Street Solar LLC | MA | Hampden | PV1 | OP | Solar Photovoltaic | PV | IPP Non-CHP | 2 | 1.4 | 1.4 | 1.4 | 4 | 2014 |  |  |  | Y | [5 empty] | 1.4 | Y
58258 | SunRay Power LLC | 59364 | Plainfield One Solar LLC | NJ | Somerset | PV1 | OP | Solar Photovoltaic | PV | IPP Non-CHP | 2 | 1.3 | 1.3 | 1.3 | 12 | 2011 |  |  |  | Y | [5 empty] | 1.3 | Y
58258 | SunRay Power LLC | 59365 | 24 Applegate Solar LLC | NJ | Mercer | PV1 | OP | Solar Photovoltaic | PV | IPP Non-CHP | 2 | 4.9 | 4.9 | 4.9 | 6 | 2014 |  |  |  | Y | [5 empty] | 4.9 | Y
58258 | SunRay Power LLC | 59366 | G&S Wantage Solar LLC | NJ | Sussex | PV1 | OP | Solar Photovoltaic | PV | IPP Non-CHP | 2 | 8.5 | 8.5 | 8.5 | 1 | 2014 |  |  |  | Y | [5 empty] | 8.5 | Y
58258 | SunRay Power LLC | 59367 | Engelhard Solar LLC | NJ | Middlesex | PV1 | OP | Solar Photovoltaic | PV | IPP Non-CHP | 2 | 1.1 | 1.1 | 1.1 | 12 | 2012 |  |  |  | Y | [5 empty] | 1.1 | Y
58258 | SunRay Power LLC | 59368 | Westborough Solar LLC | MA | Worcester | PV1 | OP | Solar Photovoltaic | PV | IPP Non-CHP | 2 | 2.2 | 2.2 | 2.2 | 4 | 2014 |  |  |  | Y | [5 empty] | 2.1 | Y
58258 | SunRay Power LLC | 59369 | Lakewood Seven Solar LLC | NJ | Ocean | PV1 | OP | Solar Photovoltaic | PV | IPP Non-CHP | 2 | 1 | 1 | 1 | 3 | 2012 |  |  |  | Y | [5 empty] | 1 | Y
58258 | SunRay Power LLC | 59370 | 4 Applegate Solar LLC | NJ | Mercer | PV1 | OP | Solar Photovoltaic | PV | IPP Non-CHP | 2 | 1.8 | 1.8 | 1.8 | 4 | 2012 |  |  |  | Y | [5 empty] | 1.8 | Y
58258 | SunRay Power LLC | 59371 | 12 Applegate Solar LLC | NJ | Mercer | PV1 | OP | Solar Photovoltaic | PV | IPP Non-CHP | 2 | 1.9 | 1.9 | 1.9 | 4 | 2012 |  |  |  | Y | [5 empty] | 1.9 | Y
59143 | Old Mill Solar | 59374 | Old Mill Solar | OR | Klamath | OMSLR | OP | Solar Photovoltaic | PV | IPP Non-CHP | 2 | 5 | 5 | 5 | 12 | 2015 |  | Y | [7 empty] | 6.8 | Y
59150 | Rose Hill Solar LLC | 59375 | Rose Hill | NC | Duplin | ROSE1 | OP | Solar Photovoltaic | PV | IPP Non-CHP | 2 | 2 | 2 | 2 | 12 | 2012 |  |  |  | Y | [5 empty] | 2.4 | Y
59149 | Dunn Solar, LLC | 59376 | Dunn | NC | Harnett | DUNN1 | OP | Solar Photovoltaic | PV | IPP Non-CHP | 2 | 2 | 2 | 2 | 12 | 2012 |  |  |  | Y | [5 empty] | 2.4 | Y
59153 | FLS Solar 80, LLC | 59377 | Town of Cary | NC | Duplin | CARY1 | OP | Solar Photovoltaic | PV | IPP Non-CHP | 2 | 1.5 | 1.5 | 1.5 | 12 | 2012 |  |  |  | Y | [5 empty] | 1.8 | Y
59158 | Wildwood Solar I, LLC | 59380 | Wildwood Solar I, LLC | CA | Kern | WLD1 | OP | Solar Photovoltaic | PV | IPP Non-CHP | 2 | 19.5 | 19.5 | 19.5 | 2 | 2015 |  | Y | [7 empty] | 26 | Y |  |  |  |  | N
58677 | CD US Solar MT1 LLC | 59390 | True North | MA | Essex | TNE1 | OP | Solar Photovoltaic | PV | IPP Non-CHP | 2 | 4.8 | 4.8 | 4.8 | 8 | 2012 |  |  |  | Y | [5 empty] | 5.7 | Y
59171 | Suncore Photovoltaics, Inc | 59393 | Eubank Landfill Solar Array | NM | Bernalillo | ESNM1 | OP | Solar Photovoltaic | PV | IPP Non-CHP | 2 | 2 | 2 | 2 | 11 | 2013 | Y | Y | Y | [6 empty] | 2.5 | Y |  |  |  |  | Y
58440 | CD US Solar MT 2 LLC | 59394 | Grafton Solar | MA | Worcester | KRS03 | OP | Solar Photovoltaic | PV | IPP Non-CHP | 2 | 1.5 | 1.5 | 1.5 | 10 | 2013 |  |  |  | Y | [5 empty] | 1.7 | Y
59173 | City of Tulare Water Pollution Control | 59395 | City of Tulare Water Facility | CA | Tulare | PV302 | OP | Solar Photovoltaic | PV | Commercial CHP | 5 | 0.1 | 0.1 | 0.1 | 10 | 2007 |  |  |  | Y | [5 empty] | 0.1 | Y
59173 | City of Tulare Water Pollution Control | 59395 | City of Tulare Water Facility | CA | Tulare | SC500 | OP | Solar Photovoltaic | PV | Commercial CHP | 5 | 1 | 1 | 0.8 | 2 | 2011 |  |  |  | Y | [5 empty] | 1.2 | Y
59174 | CD US Solar MT3, LLC | 59396 | Shaffer | MA | Middlesex | SHF01 | OP | Solar Photovoltaic | PV | IPP Non-CHP | 2 | 5 | 5 | 5 | 9 | 2014 |  |  |  | Y | [5 empty] | 6 | Y
59175 | Searchlight Solar LLC | 59404 | Searchlight Solar | NV | Clark | 1 | OP | Solar Photovoltaic | PV | IPP Non-CHP | 2 | 17.5 | 17.5 | 17.5 | 12 | 2014 |  | Y | [7 empty] | 21.4 | Y
59176 | Diamond Valley Solar LLC | 59405 | Diamond Valley Solar Project | CA | Riverside | PV11 | OP | Solar Photovoltaic | PV | IPP Non-CHP | 2 | 1.3 | 1.3 | 1.3 | 1 | 2015 |  | Y | [7 empty] | 1.5 | Y
59533 | Facile Solar LLC | 59406 | Facile Solar | NC | Alamance | SYS1 | OP | Solar Photovoltaic | PV | IPP Non-CHP | 2 | 2 | 2 | 2 | 10 | 2015 |  | N |  | Y | [5 empty] | 2 | Y |  |  |  |  | Y
59180 | Newman Solar LLC | 59407 | Newman Solar | TX | El Paso | NEW1 | OP | Solar Photovoltaic | PV | IPP Non-CHP | 2 | 10.5 | 10.3 | 10.3 | 12 | 2014 |  | Y | [7 empty] | 13.1 | Y
59183 | Shafter Solar LLC | 59408 | Shafter Solar LLC | CA | Kern | 1 | OP | Solar Photovoltaic | PV | IPP Non-CHP | 2 | 20 | 20 | 20 | 5 | 2015 |  | Y | [7 empty] | 26.8 | Y
59185 | CD US Solar PO 3, LLC | 59409 | Madelyn Solar, LLC | CA | San Bernardino | SNL17 | OP | Solar Photovoltaic | PV | IPP Non-CHP | 2 | 1 | 1 | 1 | 12 | 2014 |  | Y | [7 empty] | 1.3 | Y
59185 | CD US Solar PO 3, LLC | 59410 | Rudy Solar, LLC | CA | San Bernardino | SNL19 | OP | Solar Photovoltaic | PV | IPP Non-CHP | 2 | 1.5 | 1.5 | 1.5 | 12 | 2014 |  | Y | [7 empty] | 2.1 | Y
59185 | CD US Solar PO 3, LLC | 59411 | Mitchell Solar, LLC | CA | San Bernardino | SNL18 | OP | Solar Photovoltaic | PV | IPP Non-CHP | 2 | 1.5 | 1.5 | 1.5 | 12 | 2014 |  | Y | [7 empty] | 2.1 | Y
59050 | Algonquin Power Co | 59412 | Algonquin SKIC20 Solar LLC | CA | Kern | SKI20 | OP | Solar Photovoltaic | PV | IPP Non-CHP | 2 | 20 | 20 | 20 | 5 | 2015 |  | Y | [7 empty] | 25 | Y |  |  |  |  | N
56769 | Consolidated Edison Development Inc. | 59413 | Corcoran Solar 2 | CA | Kings | C2CA | OP | Solar Photovoltaic | PV | IPP Non-CHP | 2 | 19.8 | 19.8 | 19.8 | 5 | 2015 |  | Y | [7 empty] | 26 | Y
56769 | Consolidated Edison Development Inc. | 59414 | Atwell Island West Solar | CA | Tulare | AWCA | OP | Solar Photovoltaic | PV | IPP Non-CHP | 2 | 20 | 20 | 20 | 5 | 2015 |  | Y | [7 empty] | 26 | Y
59187 | Anaheim Public Utilities | 59416 | Anaheim Solar Energy Plant | CA | Orange | PV1 | OP | Solar Photovoltaic | PV | Electric Utility | 1 | 2.1 | 2 | 1.2 | 8 | 2014 |  |  |  | Y | [5 empty] | 2.4 | Y
59139 | SunEdison LLC | 59421 | SCE-Snowline-White Road (South) | CA | San Bernardino | 11111 | OP | Solar Photovoltaic | PV | IPP Non-CHP | 2 | 1.5 | 1.5 | 1.5 | 11 | 2014 |  | Y | [7 empty] | 1.7 | Y
59139 | SunEdison LLC | 59422 | SCE-Snowline-White Road (North) | CA | San Bernardino | 10401 | OP | Solar Photovoltaic | PV | IPP Non-CHP | 2 | 1.5 | 1.5 | 1.5 | 11 | 2014 |  | Y | [7 empty] | 1.7 | Y
59139 | SunEdison LLC | 59423 | SCE-Snowline-White Rd (Central) | CA | San Bernardino | 10402 | OP | Solar Photovoltaic | PV | IPP Non-CHP | 2 | 1.5 | 1.5 | 1.5 | 11 | 2014 |  | Y | [7 empty] | 1.7 | Y
59200 | Indy Airport Solar Project II, LLC | 59424 | IND Solar Farm (Phase IIA) | IN | Marion | IND2A | OP | Solar Photovoltaic | PV | IPP Non-CHP | 2 | 7.5 | 7.5 | 7.5 | 12 | 2014 |  | Y | [7 empty] | 9.8 | Y
59199 | SolNCPower2, LLC | 59426 | GKS Solar | NC | Perquimans | GKS1 | OP | Solar Photovoltaic | PV | IPP Non-CHP | 2 | 5 | 5 | 5 | 8 | 2015 |  |  |  | Y | [5 empty] | 6.6 | Y
59202 | SolNCPower1, LLC | 59427 | Two Mile Solar | NC | Perquimans | TMS1 | OP | Solar Photovoltaic | PV | IPP Non-CHP | 2 | 5 | 5 | 5 | 6 | 2015 |  |  |  | Y | [5 empty] | 6.5 | Y
59206 | Downs Farm Solar, LLC | 59429 | Downs Farm Solar | NC | Hertford | DOWN1 | OP | Solar Photovoltaic | PV | IPP Non-CHP | 2 | 5 | 5 | 5 | 11 | 2015 |  |  |  | Y | [5 empty] | 6.5 | Y
59208 | NRG Solar Las Vegas MB-1 | 59430 | NRG Solar Las Vegas MB-1 | NV | Clark | MB-1 | OP | Solar Photovoltaic | PV | IPP Non-CHP | 2 | 5 | 5 | 5 | 2 | 2015 |  |  |  | Y | [5 empty] | 5 | Y
58661 | Sustainable Power Group, LLC | 59431 | Sierra Solar Greenworks | CA | Los Angeles | SSG1 | OP | Solar Photovoltaic | PV | IPP Non-CHP | 2 | 20 | 20 | 20 | 11 | 2015 |  |  |  | Y | [5 empty] | 22.5 |  | Y
59209 | Half Moon Ventures, LLC | 59432 | Duke Building 87 | IN | Marion | DUK87 | OP | Solar Photovoltaic | PV | IPP Non-CHP | 2 | 2.7 | 2.7 | 2.7 | 12 | 2014 |  |  |  | Y | [5 empty] | 2.9 | Y
59209 | Half Moon Ventures, LLC | 59433 | Duke Building 98 | IN | Marion | DUK98 | OP | Solar Photovoltaic | PV | IPP Non-CHP | 2 | 2.7 | 2.7 | 2.7 | 12 | 2014 |  |  |  | Y | [5 empty] | 3.3 | Y
59209 | Half Moon Ventures, LLC | 59434 | Duke Building 129 | IN | Marion | DU129 | OP | Solar Photovoltaic | PV | IPP Non-CHP | 2 | 3.4 | 3.4 | 3.4 | 12 | 2014 |  |  |  | Y | [5 empty] | 3.9 | Y
59212 | Adelanto Solar II, LLC | 59440 | Adelanto Solar II, LLC | CA | San Bernardino | SAS | OP | Solar Photovoltaic | PV | IPP Non-CHP | 2 | 7 | 7 | 7 | 7 | 2015 |  | Y | [7 empty] | 7.4 | Y
59211 | Adelanto Solar, LLC | 59441 | Adelanto Solar, LLC | CA | San Bernardino | SAS | OP | Solar Photovoltaic | PV | IPP Non-CHP | 2 | 20 | 20 | 20 | 9 | 2015 |  | Y | [7 empty] | 21.5 | Y
58468 | Dominion Renewable Energy | 59443 | TA-Acacia, LLC | CA | Los Angeles | WAS1 | OP | Solar Photovoltaic | PV | IPP Non-CHP | 2 | 20 | 20 | 20 | 11 | 2014 |  | Y | [7 empty] | 28.4 |  | Y
803 | Arizona Public Service Co | 59444 | SR85 | AZ | Maricopa | PV1 | OP | Solar Photovoltaic | PV | Electric Utility | 1 | 10 | 10 | 10 | 9 | 2015 |  | Y | [7 empty] | 15.6 | Y
59215 | SA Solar Services, LLC | 59445 | St. Albans SPEED Project | VT | Franklin | PV1 | OP | Solar Photovoltaic | PV | IPP Non-CHP | 2 | 2 | 2 | 2 | 12 | 2013 |  |  |  | Y | [5 empty] | 2 | Y
59214 | RE Cranbury Solar 1, LLC | 59446 | Cranbury | NJ | Middlesex | CRANB | OP | Solar Photovoltaic | PV | IPP Non-CHP | 2 | 5 | 5 | 5 | 12 | 2011 |  |  |  | Y | [5 empty] | 5.7 | Y
17650 | Southern Power Co | 59449 | Decatur County Solar Project | GA | Decatur | DCSP1 | OP | Solar Photovoltaic | PV | IPP Non-CHP | 2 | 20 | 20 | 20 | 12 | 2015 |  | Y | [7 empty] | 27 | Y
17650 | Southern Power Co | 59450 | Decatur Parkway Solar Project, LLC | GA | Decatur | DPSP1 | OP | Solar Photovoltaic | PV | IPP Non-CHP | 2 | 80 | 84 | 84 | 12 | 2015 |  | Y | [7 empty] | 110 | Y
59217 | CBC Alternative Energy, LLC | 59451 | CBC Solar Energy Gen Fac Phase 2 | NC | Wake | PV2 | OP | Solar Photovoltaic | PV | IPP Non-CHP | 2 | 2.5 | 2.5 | 2.5 | 12 | 2013 |  |  |  | Y | [5 empty] | 3.1 | Y
59220 | Valencia Solar, LLC | 59454 | Valencia Solar | AZ | Pima | VALEN | OP | Solar Photovoltaic | PV | IPP Non-CHP | 2 | 10 | 10 | 10 | 6 | 2013 |  | Y | [7 empty] | 12.7 | Y
59221 | Tech Park Solar, LLC | 59455 | Tech Park Solar | AZ | Pima | TECHP | OP | Solar Photovoltaic | PV | IPP Non-CHP | 2 | 5 | 5 | 5 | 12 | 2012 |  | Y | [7 empty] | 6.6 | Y
59223 | BFI Waste Systems of GA, LLC | 59459 | Hickory Ridge Landfill Solar Project | GA | DeKalb | 5088 | OP | Solar Photovoltaic | PV | IPP Non-CHP | 2 | 1 | 1 | 1 | 9 | 2011 |  |  |  | Y | [5 empty] | 1 |  |  | Y
59229 | Denver Int'l Airport IV Solar | 59462 | Denver Intl Airport IV Solar | CO | Adams | DIA4 | OP | Solar Photovoltaic | PV | IPP Non-CHP | 2 | 1.5 | 1 | 0.5 | 7 | 2014 |  |  |  | Y | [5 empty] | 2 | Y
59230 | DESRI V Mass Solar Holdco, LLC | 59463 | Ayers Village Solar | MA | Essex | 1 | OP | Solar Photovoltaic | PV | IPP Non-CHP | 2 | 2 | 2 | 2 | 6 | 2014 |  |  |  | Y | [5 empty] | 2.4 | Y
59230 | DESRI V Mass Solar Holdco, LLC | 59464 | Monson Solar | MA | Hampden | 2 | OP | Solar Photovoltaic | PV | IPP Non-CHP | 2 | 3 | 3 | 3 | 7 | 2014 |  |  |  | Y | [5 empty] | 3.6 | Y
59230 | DESRI V Mass Solar Holdco, LLC | 59465 | Sullivan Solar | MA | Bristol | 1 | OP | Solar Photovoltaic | PV | IPP Non-CHP | 2 | 1.5 | 1.5 | 1.5 | 8 | 2014 |  |  |  | Y | [5 empty] | 2 | Y
59230 | DESRI V Mass Solar Holdco, LLC | 59466 | Winchendon Solar | MA | Worcester | 3 | OP | Solar Photovoltaic | PV | IPP Non-CHP | 2 | 1.9 | 1.9 | 1.9 | 4 | 2014 |  |  |  | Y | [5 empty] | 2.4 | Y
59232 | Kearsarge Solar LLC | 59468 | KS Solar Six LLC | MA | Worcester | HUBB | OP | Solar Photovoltaic | PV | IPP Non-CHP | 2 | 2.5 | 2 | 2 | 12 | 2013 |  |  |  | Y | [5 empty] | 2.5 | Y
58468 | Dominion Renewable Energy | 59469 | Alamo Solar | CA | San Bernardino | ALAMO | OP | Solar Photovoltaic | PV | IPP Non-CHP | 2 | 20 | 20 | 20 | 5 | 2015 |  | Y | [7 empty] | 23.7 | Y
59237 | Ulysses Solar, LLC | 59470 | Cornell Snyder Road Solar Array | NY | Tompkins | CSR1 | OP | Solar Photovoltaic | PV | IPP Non-CHP | 2 | 1.8 | 1.8 | 1.4 | 11 | 2014 |  |  |  | Y | [5 empty] | 1.8 | Y
57369 | Apple, Inc | 59472 | Ft. Churchill PV | NV | Lyon | NVC7 | OP | Solar Photovoltaic | PV | Commercial Non-CHP | 4 | 19.9 | 19.9 | 6.4 | 5 | 2015 | Y | Y |  |  | Y |  |  |  |  | 20.3 | Y
57369 | Apple, Inc | 59474 | Apple Data Center PV3 | NC | Catawba | DCPV3 | OP | Solar Photovoltaic | PV | Commercial Non-CHP | 4 | 17.5 | 17.5 | 1.6 | 12 | 2015 |  | Y | [7 empty] | 21.9 | Y
59240 | Clarendon Solar Farm, LLC | 59476 | Clarendon Solar Farm | VT | Rutland | VT001 | OP | Solar Photovoltaic | PV | IPP Non-CHP | 2 | 2 | 2 | 2 | 7 | 2014 |  |  |  | Y | [5 empty] | 2.4 | Y
59241 | Claire Solar Partners LLC | 59477 | Claire Solar Farm | VT | Chittenden | CSF1 | OP | Solar Photovoltaic | PV | IPP Non-CHP | 2 | 2.2 | 2.2 | 1.3 | 7 | 2014 |  |  | Y | [6 empty] | 2.2 | Y
9234 | Indiana Municipal Power Agency | 59478 | IMPA Richmond Solar Park | IN | Wayne | SRICH | OP | Solar Photovoltaic | PV | Electric Utility | 1 | 1 | 1 | 0.8 | 9 | 2014 |  | Y | [7 empty] | 1.2 | Y
9234 | Indiana Municipal Power Agency | 59479 | IMPA Frankton Solar Park | IN | Madison | SFRAN | OP | Solar Photovoltaic | PV | Electric Utility | 1 | 1 | 1 | 0.8 | 7 | 2014 |  |  |  | Y | [5 empty] | 1.2 | Y
9234 | Indiana Municipal Power Agency | 59480 | IMPA Rensselaer Solar Park | IN | Jasper | SRENS | OP | Solar Photovoltaic | PV | Electric Utility | 1 | 1 | 1 | 0.8 | 5 | 2014 |  |  |  | Y | [5 empty] | 1.2 | Y
9234 | Indiana Municipal Power Agency | 59481 | IMPA Peru Solar Park | IN | Miami | SPERU | OP | Solar Photovoltaic | PV | Electric Utility | 1 | 3 | 3 | 2.4 | 8 | 2015 |  |  |  | Y | [5 empty] | 3.7 | Y
9234 | Indiana Municipal Power Agency | 59482 | IMPA Tell City Solar Park | IN | Perry | STELL | OP | Solar Photovoltaic | PV | Electric Utility | 1 | 1 | 1 | 0.8 | 7 | 2015 |  |  |  | Y | [5 empty] | 1.3 | Y
9234 | Indiana Municipal Power Agency | 59483 | IMPA Crawfordsville Solar Park | IN | Montgomery | SCRAW | OP | Solar Photovoltaic | PV | Electric Utility | 1 | 3 | 3 | 2.4 | 9 | 2015 |  |  |  | Y | [5 empty] | 3.7 | Y
59254 | NuGen Capital Management | 59484 | Hadley Solar, LLC | MA | Hampshire | PV1 | OP | Solar Photovoltaic | PV | IPP Non-CHP | 2 | 3 | 2 | 1 | 7 | 2014 |  |  |  | Y | [5 empty] | 2.9 | Y
59254 | NuGen Capital Management | 59485 | 265 Pleasant Solar NG, LLC | MA | Worcester | PV2 | OP | Solar Photovoltaic | PV | IPP Non-CHP | 2 | 1.2 | 0.8 | 0.3 | 7 | 2014 |  |  |  | Y | [5 empty] | 1.2 | Y
59246 | Highwater Solar I | 59487 | Highwater Solar I | NC | Wayne | HIGHW | OP | Solar Photovoltaic | PV | IPP Non-CHP | 2 | 4.9 | 4.9 | 4.9 | 12 | 2015 |  |  |  | Y | [5 empty] | 6.4 | Y
59244 | GEM Energy LLC | 59489 | Anthony Wayne Solar #1 | OH | Lucas | AWS1 | OP | Solar Photovoltaic | PV | IPP Non-CHP | 2 | 1.7 | 1.7 | 1.2 | 6 | 2014 |  |  |  | Y | [5 empty] | 2.1 |  | Y
59252 | GRE 314 East Lyme LLC | 59495 | Antares-GRE 314 East Lyme LLC | CT | New London | GRE01 | OP | Solar Photovoltaic | PV | IPP Non-CHP | 2 | 4 | 4 | 4 | 6 | 2014 |  |  |  | Y | [5 empty] | 5 | Y
59855 | Andrew Solar LLC | 59497 | Andrew Solar | NC | Craven | PV1 | OP | Solar Photovoltaic | PV | IPP Non-CHP | 2 | 5 | 5 | 5 | 12 | 2015 |  |  |  | Y | [5 empty] | 6.4 | Y
59854 | Tracy Solar LLC | 59498 | Tracy Solar | NC | Nash | PV1 | OP | Solar Photovoltaic | PV | IPP Non-CHP | 2 | 10 | 10 | 10 | 12 | 2015 |  |  |  | Y | [5 empty] | 15 | Y
59278 | Sarah Solar, LLC | 59500 | Sarah Solar | NC | Franklin | SARAH | OP | Solar Photovoltaic | PV | IPP Non-CHP | 2 | 5 | 5 | 5 | 7 | 2015 |  |  |  | Y | [5 empty] | 6.3 | Y
59279 | Nitro Solar, LLC | 59501 | Nitro Solar | NC | Johnston | NITRO | OP | Solar Photovoltaic | PV | IPP Non-CHP | 2 | 5 | 5 | 5 | 7 | 2015 |  |  |  | Y | [5 empty] | 6.2 | Y
60008 | Melinda Solar LLC | 59502 | Melinda Solar | NC | Vance | PV1 | OP | Solar Photovoltaic | PV | IPP Non-CHP | 2 | 5 | 5 | 5 | 8 | 2015 |  |  |  | Y | [5 empty] | 6.2 | Y
60009 | Porter Solar LLC | 59504 | Porter Solar | NC | Craven | PV1 | OP | Solar Photovoltaic | PV | IPP Non-CHP | 2 | 5 | 5 | 5 | 8 | 2015 |  |  |  | Y | [5 empty] | 6 | Y
59904 | Sun Devil Solar LLC | 59505 | Sun Devil Solar | NC | Warren | PV1 | OP | Solar Photovoltaic | PV | IPP Non-CHP | 2 | 5 | 5 | 5 | 12 | 2015 |  |  |  | Y | [5 empty] | 6.2 | Y
60010 | Quincy Solar LLC | 59506 | Quincy Solar | NC | Cumberland | PV1 | OP | Solar Photovoltaic | PV | IPP Non-CHP | 2 | 4 | 4 | 4 | 11 | 2015 |  |  |  | Y | [5 empty] | 5.2 | Y
58970 | Ecoplexus, Inc | 59519 | Old Catawba PV 1 | NC | Catawba | OLDC | OP | Solar Photovoltaic | PV | IPP Non-CHP | 2 | 3.5 | 3.5 | 3.5 | 12 | 2015 |  |  |  | Y | [5 empty] | 5 | Y
58970 | Ecoplexus, Inc | 59521 | Little River PV 1 | NC | Randolph | LTLRV | OP | Solar Photovoltaic | PV | IPP Non-CHP | 2 | 5 | 5 | 5 | 12 | 2015 |  |  |  | Y | [5 empty] | 7 | Y
59261 | Colonial Eagle Solar, LLC | 59526 | Whitakers | NC | Nash | WHIT1 | OP | Solar Photovoltaic | PV | IPP Non-CHP | 2 | 12 | 12 | 12 | 12 | 2015 |  | Y | [7 empty] | 16.8 | Y
59261 | Colonial Eagle Solar, LLC | 59527 | Kelford | NC | Bertie | KELF1 | OP | Solar Photovoltaic | PV | IPP Non-CHP | 2 | 20 | 20 | 20 | 12 | 2015 |  | Y | [7 empty] | 30 | Y
59261 | Colonial Eagle Solar, LLC | 59530 | Pasquotank | NC | Pasquotank | PASQ1 | OP | Solar Photovoltaic | PV | IPP Non-CHP | 2 | 20 | 20 | 20 | 12 | 2014 |  | Y | [7 empty] | 28 | Y
59277 | ESA Princeton NC, LLC | 59533 | Princeton | NC | Johnston | PRCTN | OP | Solar Photovoltaic | PV | IPP Non-CHP | 2 | 5 | 5 | 5 | 7 | 2015 |  |  |  | Y | [5 empty] | 6.5 | Y
59276 | ESA Four Oaks NC 1, LLC | 59534 | 4Oaks | NC | Johnston | 4OAKS | OP | Solar Photovoltaic | PV | IPP Non-CHP | 2 | 5 | 5 | 5 | 7 | 2015 |  |  |  | Y | [5 empty] | 6.5 | Y
59274 | SR Hazlehurst, LLC | 59535 | SR Hazlehurst | GA | Jeff Davis | HAZLE | OP | Solar Photovoltaic | PV | IPP Non-CHP | 2 | 20 | 20 | 20 | 11 | 2015 |  |  |  | Y | [5 empty] | 27.4 | Y
59275 | CF SBC Master Tenant One LLC | 59536 | Coronus Adelanto West 1 | CA | San Bernardino | AWI | OP | Solar Photovoltaic | PV | IPP Non-CHP | 2 | 1.5 | 1.5 | 1.5 | 1 | 2015 |  |  |  | Y | [5 empty] | 1.8 | Y
59275 | CF SBC Master Tenant One LLC | 59537 | Coronus Adelanto West 2 | CA | San Bernardino | AW2 | OP | Solar Photovoltaic | PV | IPP Non-CHP | 2 | 1.5 | 1.5 | 1.5 | 1 | 2015 |  | N |  | Y | [5 empty] | 1.8 | Y
59284 | Kona Solar, LLC | 59539 | Park Meridian #1 | CA | Riverside | 1 | OP | Solar Photovoltaic | PV | IPP Non-CHP | 2 | 1.5 | 1.5 | 1.5 | 3 | 2015 |  |  |  | Y | [5 empty] | 1.8 | Y
59284 | Kona Solar, LLC | 59540 | Rancho Cucamonga Dist #1 | CA | San Bernardino | 2 | OP | Solar Photovoltaic | PV | IPP Non-CHP | 2 | 1.8 | 1.8 | 1.8 | 4 | 2015 |  |  |  | Y | [5 empty] | 2.2 | Y
59284 | Kona Solar, LLC | 59541 | Terra Francesco | CA | San Bernardino | 3 | OP | Solar Photovoltaic | PV | IPP Non-CHP | 2 | 1.5 | 1.5 | 1.5 | 3 | 2015 |  |  |  | Y | [5 empty] | 1.8 | Y
59286 | Heliovaas LLC | 59543 | Acton Solar Landfill | MA | Middlesex | ACTON | OP | Solar Photovoltaic | PV | Commercial Non-CHP | 4 | 1.6 | 1.6 | 1.6 | 12 | 2013 |  |  |  | Y | [5 empty] | 1.6 | Y
59287 | Laurel Capital Partners | 59544 | Parlin Solar LLC | NJ | Middlesex | PV1 | OP | Solar Photovoltaic | PV | IPP Non-CHP | 2 | 1.3 | 1.3 | 1.3 | 10 | 2012 |  |  |  | Y | [5 empty] | 1.3 | Y
59287 | Laurel Capital Partners | 59545 | Springfield Solar LLC | OH | Clark | PV1 | OP | Solar Photovoltaic | PV | IPP Non-CHP | 2 | 1.5 | 1.5 | 1.5 | 11 | 2012 |  |  |  | Y | [5 empty] | 1.8 | Y
59287 | Laurel Capital Partners | 59546 | Beaver Solar LLC | PA | Beaver | PV1 | OP | Solar Photovoltaic | PV | IPP Non-CHP | 2 | 1.3 | 1.3 | 1.3 | 12 | 2012 |  |  |  | Y | [5 empty] | 1.3 | Y
59288 | Creswell Alligood Solar, LLC | 59548 | Creswell Alligood Solar, LLC | NC | Washington | CRES1 | OP | Solar Photovoltaic | PV | IPP Non-CHP | 2 | 14 | 14 | 14 | 5 | 2015 |  | Y | [7 empty] | 20 | Y
59289 | Everetts Wildcat Solar, LLC | 59549 | Everetts Wildcat Solar, LLC | NC | Martin | EVER1 | OP | Solar Photovoltaic | PV | IPP Non-CHP | 2 | 5 | 5 | 5 | 4 | 2015 |  | Y | [7 empty] | 7 | Y
59290 | Solvida Energy Group | 59550 | Putah Creek Solar Farm | CA | Yolo | PCSF | OP | Solar Photovoltaic | PV | IPP Non-CHP | 2 | 2 | 2 | 2 | 12 | 2014 | N | Y | [7 empty] | 2.6 | Y
58661 | Sustainable Power Group, LLC | 59551 | FLS Solar 200, LLC | NC | Robeson | FLS1 | OP | Solar Photovoltaic | PV | IPP Non-CHP | 2 | 4.3 | 4.3 | 4.3 | 8 | 2014 |  |  |  | Y | [5 empty] | 4.7 | Y
58661 | Sustainable Power Group, LLC | 59552 | FLS Solar 170, LLC | NC | Robeson | FLS1 | OP | Solar Photovoltaic | PV | IPP Non-CHP | 2 | 2 | 2 | 2 | 8 | 2014 |  |  |  | Y | [5 empty] | 2.6 | Y
58661 | Sustainable Power Group, LLC | 59553 | Innovative Solar 14, LLC | NC | Henderson | FLS1 | OP | Solar Photovoltaic | PV | IPP Non-CHP | 2 | 2 | 2 | 2 | 9 | 2014 |  |  |  | Y | [5 empty] | 2.6 | Y
58661 | Sustainable Power Group, LLC | 59554 | Innovative Solar 15, LLC | NC | Rutherford | FLS1 | OP | Solar Photovoltaic | PV | IPP Non-CHP | 2 | 1.7 | 1.7 | 1.7 | 8 | 2014 |  |  |  | Y | [5 empty] | 2.5 | Y
59298 | Vega Solar, LLC | 59555 | Vega Solar | CA | Merced | VEGA1 | OP | Solar Photovoltaic | PV | IPP Non-CHP | 2 | 20 | 20 | 20 | 3 | 2015 |  | Y | [7 empty] | 25.9 | Y
7140 | Georgia Power Co | 59556 | Dalton 2 | GA | Murray | 1 | OP | Solar Photovoltaic | PV | Electric Utility | 1 | 5.5 | 5.5 | 5.5 | 12 | 2014 |  |  |  | Y | [5 empty] | 7.1 |  | Y
59300 | PNM Resources | 59558 | Sandoval Solar Energy Center | NM | Sandoval | SSEC1 | OP | Solar Photovoltaic | PV | Electric Utility | 1 | 6.1 | 6.1 | 1.3 | 12 | 2014 |  | Y | [7 empty] | 6.1 |  | Y |  |  |  | N
17826 | Springer Electric Coop, Inc | 59560 | Springer Solar 1 | NM | Colfax | SPRG1 | OP | Solar Photovoltaic | PV | Electric Utility | 1 | 1 | 0.8 | 0.4 | 5 | 2015 |  | Y | [7 empty] | 1.2 | Y
59302 | Crockett Farm, LLC | 59561 | Crockett Farm | NC | Lenoir | PV1 | OP | Solar Photovoltaic | PV | IPP Non-CHP | 2 | 5 | 5 | 5 | 12 | 2014 |  |  |  | Y | [5 empty] | 6.4 |  | Y
59303 | Eastover Farm, LLC | 59562 | Eastover Farm | NC | Scotland | PV1 | OP | Solar Photovoltaic | PV | IPP Non-CHP | 2 | 5 | 5 | 5 | 9 | 2014 |  |  |  | Y | [5 empty] | 6.4 | Y
59304 | Foxfire Farm, LLC | 59563 | Foxfire Solar Farm | NC | Moore | PV1 | OP | Solar Photovoltaic | PV | IPP Non-CHP | 2 | 5 | 5 | 5 | 8 | 2015 |  |  |  | Y | [5 empty] | 5 |  | Y
59305 | Hutchinson Solar, LLC | 59564 | Hutchinson Farm | NC | Cleveland | PV1 | OP | Solar Photovoltaic | PV | IPP Non-CHP | 2 | 5 | 5 | 5 | 12 | 2014 |  |  |  | Y | [5 empty] | 6.7 |  | Y
59307 | Ashley Solar Farm, LLC | 59566 | Ashley Solar Farm | NC | Yadkin | PV1 | OP | Solar Photovoltaic | PV | IPP Non-CHP | 2 | 4 | 4 | 4 | 3 | 2015 |  |  |  | Y | [5 empty] | 5 | Y
58894 | CF CVEC Owner One LLC | 59573 | Tisbury Landfill Solar | MA | Dukes | TIS1 | OP | Solar Photovoltaic | PV | IPP Non-CHP | 2 | 1.1 | 1.1 | 1.1 | 7 | 2014 |  |  |  | Y | [5 empty] | 1.2 | Y
59320 | Manway Solar, LLC | 59575 | Manway Solar Farm | NC | Bladen | PV1 | OP | Solar Photovoltaic | PV | IPP Non-CHP | 2 | 5 | 5 | 5 | 12 | 2015 |  |  |  | Y | [5 empty] | 6.4 | Y
59322 | Misenheimer Farm, LLC | 59577 | Misenheimer Farm | NC | Stanly | PV1 | OP | Solar Photovoltaic | PV | IPP Non-CHP | 2 | 5 | 5 | 5 | 12 | 2015 |  |  |  | Y | [5 empty] | 6.4 | Y
59324 | Franklin Solar 2 LLC | 59579 | Franklin Solar 2 | NC | Franklin | PV1 | OP | Solar Photovoltaic | PV | IPP Non-CHP | 2 | 2 | 2 | 2 | 3 | 2014 |  |  |  | Y | [5 empty] | 2.7 | Y
59326 | Stout Farm, LLC | 59581 | Stout Farm | NC | Orange | PV1 | OP | Solar Photovoltaic | PV | IPP Non-CHP | 2 | 5 | 5 | 5 | 12 | 2014 |  |  |  | Y | [5 empty] | 6.6 | Y
59331 | Woodland Church Farm, LLC | 59586 | Woodland Church Farm | NC | Duplin | PV1 | OP | Solar Photovoltaic | PV | IPP Non-CHP | 2 | 5 | 5 | 5 | 12 | 2015 |  |  |  | Y | [5 empty] | 6.7 | Y
59332 | Yadkin 601 Farm, LLC | 59587 | Yadkin 601 Farm | NC | Yadkin | PV1 | OP | Solar Photovoltaic | PV | IPP Non-CHP | 2 | 3 | 3 | 3 | 6 | 2015 |  |  |  | Y | [5 empty] | 3.9 | Y
59340 | Stikeleather Farm, LLC | 59595 | Stikeleather Farm | NC | Alexander | PV1 | OP | Solar Photovoltaic | PV | IPP Non-CHP | 2 | 5 | 5 | 5 | 8 | 2015 |  |  |  | Y | [5 empty] | 6.3 | Y
59345 | Colton Solar One, LLC | 59597 | Colton Solar One, LLC | CA | San Bernardino | CS001 | OP | Solar Photovoltaic | PV | IPP Non-CHP | 2 | 2.5 | 2.5 | 2.5 | 6 | 2015 | N |  |  | Y | [5 empty] | 3.2 | Y
59346 | Colton Solar Two, LLC | 59598 | Colton Solar Two, LLC | CA | San Bernardino | CS002 | OP | Solar Photovoltaic | PV | IPP Non-CHP | 2 | 1 | 1 | 1 | 4 | 2015 | N | Y | [7 empty] | 1.2 | Y
15477 | Public Service Elec & Gas Co | 59601 | L&D Landfill Solar | NJ | Burlington | L&D | OP | Solar Photovoltaic | PV | Electric Utility | 1 | 10 | 10 | 10 | 12 | 2015 |  | N |  | Y | [5 empty] | 12.9 | Y
59349 | Walters Solar (FLS 260) | 59603 | Walters Solar (FLS 260) | NC | Robeson | FLS1 | OP | Solar Photovoltaic | PV | IPP Non-CHP | 2 | 5 | 5 | 4 | 8 | 2015 |  |  |  | Y | [5 empty] | 6.5 | Y
59350 | Stagecoach Solar | 59604 | Stagecoach Solar | NC | Vance | FLS1 | OP | Solar Photovoltaic | PV | IPP Non-CHP | 2 | 5 | 5 | 5 | 5 | 2015 |  |  |  | Y | [5 empty] | 6.3 | Y
59351 | Vicksburg Solar | 59605 | Vicksburg Solar | NC | Vance | FLS1 | OP | Solar Photovoltaic | PV | IPP Non-CHP | 2 | 5 | 5 | 4 | 5 | 2015 |  |  |  | Y | [5 empty] | 6.4 | Y
59352 | Soul City Solar | 59606 | Soul City Solar | NC | Warren | FLS1 | OP | Solar Photovoltaic | PV | IPP Non-CHP | 2 | 3.5 | 3.5 | 3 | 4 | 2015 |  |  |  | Y | [5 empty] | 3.8 | Y
58468 | Dominion Renewable Energy | 59607 | Maricopa West Solar | CA | Kern | MWS | OP | Solar Photovoltaic | PV | IPP Non-CHP | 2 | 20 | 20 | 20 | 12 | 2015 |  | Y | [7 empty] | 28.2 | Y
59353 | AP North Lake I, LP | 59610 | AP North Lake I, LP | CA | Riverside | APNLI | OP | Solar Photovoltaic | PV | IPP Non-CHP | 2 | 20 | 20 | 20 | 8 | 2015 |  | Y | [7 empty] | 24.5 | Y
59354 | LKL BLBD, LLC | 59611 | LKL BLBD, LLC | FL | Polk | LKLBB | OP | Solar Photovoltaic | PV | IPP Non-CHP | 2 | 6 | 6 | 6 | 8 | 2015 |  |  |  | Y | [5 empty] | 7.7 | Y
59356 | SSA Solar of NY LLC | 59613 | Town of Williamson Landfill PV | NY | Wayne | TWLL | OP | Solar Photovoltaic | PV | Commercial Non-CHP | 4 | 1.2 | 1.2 | 1.2 | 12 | 2014 |  |  |  | Y | [5 empty] | 1.5 | Y
59300 | PNM Resources | 59618 | Meadow Lake Solar Energy Center | NM | Valencia | MLK | OP | Solar Photovoltaic | PV | Electric Utility | 1 | 9.1 | 9.1 | 9.1 | 1 | 2015 |  | Y | [7 empty] | 11.4 |  | Y
59300 | PNM Resources | 59619 | Cibola | NM | Cibola | CBLA | OP | Solar Photovoltaic | PV | Electric Utility | 1 | 7.6 | 7.6 | 7.6 | 2 | 2015 |  | Y | [7 empty] | 9.4 |  | Y
59358 | REUT Origination, LLC | 59620 | South Milford Solar Plant | UT | Beaver | SMS1 | OP | Solar Photovoltaic | PV | IPP Non-CHP | 2 | 2.9 | 2.9 | 2.9 | 3 | 2015 |  | Y | [7 empty] | 3.8 | Y
59360 | Clarkson Solar LLC | 59623 | Clarkson Solar | NY | St Lawrence | CSPV | OP | Solar Photovoltaic | PV | IPP Non-CHP | 2 | 2 | 2 | 2 | 11 | 2014 |  |  |  | Y | [5 empty] | 2.3 | Y
58871 | Citizens Enterprises Corporation | 59624 | Twiss Street Solar | MA | Hampden | PV1 | OP | Solar Photovoltaic | PV | IPP Non-CHP | 2 | 1.5 | 1.5 | 1.5 | 1 | 2015 |  |  |  | Y | [5 empty] | 2 | Y
58871 | Citizens Enterprises Corporation | 59625 | Chicopee River Solar | MA | Hampden | PV1 | OP | Solar Photovoltaic | PV | IPP Non-CHP | 2 | 2 | 2 | 2 | 1 | 2015 |  |  |  | Y | [5 empty] | 2.6 | Y
58871 | Citizens Enterprises Corporation | 59626 | Chicopee Granby Road Solar | MA | Hampden | PV1 | OP | Solar Photovoltaic | PV | IPP Non-CHP | 2 | 1.6 | 1.6 | 1.6 | 1 | 2015 |  |  |  | Y | [5 empty] | 2.1 | Y
56990 | NJR Clean Energy Ventures Corporation | 59627 | Harmony | NJ | Warren | HRMNY | OP | Solar Photovoltaic | PV | IPP Non-CHP | 2 | 3 | 3 | 3 | 6 | 2015 |  |  |  | Y | [5 empty] | 3 | Y
56990 | NJR Clean Energy Ventures Corporation | 59628 | Hanover | NJ | Burlington | HNOVR | OP | Solar Photovoltaic | PV | IPP Non-CHP | 2 | 5 | 5 | 5 | 9 | 2015 |  |  |  | Y | [5 empty] | 5 | Y
57411 | KDC Solar O&M LLC | 59630 | CentraState Medical Center PV Facility | NJ | Monmouth | CS | OP | Solar Photovoltaic | PV | Commercial Non-CHP | 4 | 6.3 | 6.3 | 6.3 | 10 | 2014 |  |  |  | Y | [5 empty] | 6 | Y
57411 | KDC Solar O&M LLC | 59631 | Imclone Solar Electric Facility | NJ | Somerset | IM | OP | Solar Photovoltaic | PV | Commercial Non-CHP | 4 | 10 | 10 | 10 | 5 | 2014 |  |  |  | Y | [5 empty] | 10 | Y
58519 | Clean Energy Collective LLC | 59632 | Midwest Energy Community Solar Array | KS | Thomas | 1036 | OP | Solar Photovoltaic | PV | IPP Non-CHP | 2 | 1 | 1 | 1 | 2 | 2015 |  | Y |  | N |  |  |  |  | Y | 1.8 | Y
59381 | EE Kettleman California LLC | 59633 | Kettleman Solar -Centaurus | CA | Kings | KS | OP | Solar Photovoltaic | PV | IPP Non-CHP | 2 | 20 | 20 | 20 | 7 | 2015 |  | Y | [7 empty] | 27 | Y |  |  |  |  | N
58661 | Sustainable Power Group, LLC | 59634 | Sandstone Solar | AZ | Pinal | SNDST | OP | Solar Photovoltaic | PV | IPP Non-CHP | 2 | 45 | 45 | 45 | 12 | 2015 |  | Y | [7 empty] | 57.5 |  | Y
59388 | Charlton Solar I, LLC | 59636 | Charlton Solar I | MA | Worcester | 37021 | OP | Solar Photovoltaic | PV | IPP Non-CHP | 2 | 4.4 | 3.9 | 2.3 | 12 | 2014 |  |  |  | Y |  |  |  |  | N | 4.4 | Y
59393 | Coronal Lost Hills, LLC | 59638 | Coronal Lost Hills | CA | Kern | CLH | OP | Solar Photovoltaic | PV | IPP Non-CHP | 2 | 20 | 20 | 20 | 5 | 2015 |  | Y | [7 empty] | 25.9 | Y
59406 | Mt. Olive Solar 1 | 59645 | Mt Olive Solar 1 | NC | Wayne | FLS1 | OP | Solar Photovoltaic | PV | IPP Non-CHP | 2 | 5 | 5 | 5 | 5 | 2015 |  |  |  | Y | [5 empty] | 2.8 | Y
59407 | FLS Solar 230 (Warren) | 59646 | FLS Solar 230 (Warren) | NC | Duplin | FLS1 | OP | Solar Photovoltaic | PV | IPP Non-CHP | 2 | 4.8 | 4.8 | 4.8 | 5 | 2015 |  |  |  | Y | [5 empty] | 6.3 | Y
11208 | Los Angeles Department of Water & Power | 59651 | Forever 21 Retail, Inc. | CA | Los Angeles | W4161 | OP | Solar Photovoltaic | PV | IPP Non-CHP | 2 | 1.7 | 1.7 | 1.7 | 2 | 2015 |  |  |  | Y | [5 empty] | 1.6 | Y
11208 | Los Angeles Department of Water & Power | 59652 | Nordhoff Place | CA | Los Angeles | W4162 | OP | Solar Photovoltaic | PV | IPP Non-CHP | 2 | 1.2 | 1 | 1 | 9 | 2014 |  |  |  | Y | [5 empty] | 1.3 | Y
59424 | SSA Solar of NM 4, LLC | 59653 | City of Truth or Consequences PV | NM | Sierra | COTC | OP | Solar Photovoltaic | PV | IPP Non-CHP | 2 | 1.9 | 1.9 | 1.9 | 2 | 2015 |  |  |  | Y | [5 empty] | 1.8 | Y
58468 | Dominion Renewable Energy | 59657 | Imperial Valley Solar Co (IVSC) 2 | CA | Imperial | IVSC2 | OP | Solar Photovoltaic | PV | IPP Non-CHP | 2 | 20 | 20 | 20 | 6 | 2015 |  |  |  | Y | [5 empty] | 26 | Y
59437 | Innovative Solar 48, LLC | 59667 | Innovative Solar 48 | NC | Robeson | IS048 | OP | Solar Photovoltaic | PV | IPP Non-CHP | 2 | 4.9 | 4.9 | 4.9 | 11 | 2015 |  |  |  | Y | [5 empty] | 6.3 | Y
59462 | Heelstone Energy Holdings, LLC | 59670 | Innovative Solar 23 | NC | Cleveland | IS023 | OP | Solar Photovoltaic | PV | IPP Non-CHP | 2 | 1.9 | 1.9 | 1.9 | 12 | 2015 |  |  |  | Y | [5 empty] | 2.8 | Y
59445 | Innovative Solar 44, LLC | 59675 | Innovative Solar 44 | NC | Robeson | IS044 | OP | Solar Photovoltaic | PV | IPP Non-CHP | 2 | 4.9 | 4.9 | 4.9 | 11 | 2015 |  |  |  | Y | [5 empty] | 6.1 | Y
59453 | NextSun Energy, LLC | 59682 | Main Street Solar Project | VT | Rutland | MS258 | SB | Solar Photovoltaic | PV | IPP Non-CHP | 2 | 1.5 | 1.5 | 1.5 | 12 | 2014 |  |  |  | Y | [5 empty] | 1.5 | Y |  |  |  |  | N
59994 | General Motors-Lordstown | 59683 | GM Lordstown Assembly Solar Array | OH | Trumbull | 12345 | OP | Solar Photovoltaic | PV | Industrial Non-CHP | 6 | 2.2 | 1.7 | 0.6 | 1 | 2015 |  |  |  | Y | [5 empty] | 2.2 | Y
59457 | Sun Harvest Solar, LLC | 59687 | Sun Harvest Solar NDP1 | CA | Merced | NDP1 | OP | Solar Photovoltaic | PV | IPP Non-CHP | 2 | 1.5 | 1.5 | 1.5 | 5 | 2015 |  | Y | [7 empty] | 2 | Y
59462 | Heelstone Energy Holdings, LLC | 59694 | Aspen Solar, LLC | NC | Duplin | GEN1 | OP | Solar Photovoltaic | PV | IPP Non-CHP | 2 | 5 | 4.9 | 4.9 | 11 | 2015 |  |  |  | Y | [5 empty] | 6.7 | Y
58468 | Dominion Renewable Energy | 59702 | Pavant Solar, LLC | UT | Millard | 1 | OP | Solar Photovoltaic | PV | IPP Non-CHP | 2 | 50 | 50 | 50 | 12 | 2015 |  | Y | [7 empty] | 62.3 | Y
59462 | Heelstone Energy Holdings, LLC | 59706 | BRE | NC | Granville | NB005 | OP | Solar Photovoltaic | PV | IPP Non-CHP | 2 | 5 | 4.9 | 4.9 | 12 | 2015 |  |  |  | Y | [5 empty] | 6.8 | Y
59483 | Metropolitan Airports Commission | 59709 | St. Paul Intl Airport Red & Blue Parking | MN | Hennepin | PV1 | OP | Solar Photovoltaic | PV | IPP Non-CHP | 2 | 2.3 | 2.3 | 2.3 | 12 | 2015 |  |  |  | Y | [5 empty] | 2.3 | Y
57389 | IKEA Property Inc | 59714 | IKEA St. Louis 410 | MO | St Louis City | IK410 | OP | Solar Photovoltaic | PV | Commercial Non-CHP | 4 | 1 | 1 | 1 | 9 | 2015 |  |  |  | Y | [5 empty] | 1.3 | Y
59287 | Laurel Capital Partners | 59715 | DD Hay Road Solar 23 LLC | DE | New Castle | PV1 | OP | Solar Photovoltaic | PV | IPP Non-CHP | 2 | 1.2 | 1.2 | 1.2 | 5 | 2015 |  |  |  | Y | [5 empty] | 1.2 | [5 empty] | Y
59484 | Framingham State University | 59717 | Framingham State University Plant | MA | Middlesex | ACPV | OP | Solar Photovoltaic | PV | Commercial Non-CHP | 4 | 0.7 | 0.7 | 0.7 | 4 | 2011 |  | Y | [7 empty] | 0.7 | Y
59484 | Framingham State University | 59717 | Framingham State University Plant | MA | Middlesex | CCPV | OP | Solar Photovoltaic | PV | Commercial Non-CHP | 4 | 0.3 | 0.3 | 0.3 | 4 | 2011 |  |  |  | Y | [5 empty] | 0.3 | Y
59488 | Charlotte Solar LLC | 59719 | Charlotte Solar LLC VT | VT | Chittenden | CS001 | OP | Solar Photovoltaic | PV | IPP Non-CHP | 2 | 2 | 2 | 2 | 7 | 2014 |  |  |  | Y | [5 empty] | 2.5 | Y
59491 | Seville Solar One LLC | 59722 | Seville 1 | CA | Imperial | SEV1 | OP | Solar Photovoltaic | PV | IPP Non-CHP | 2 | 20 | 20 | 20 | 12 | 2015 |  | Y | [7 empty] | 27 |  | Y
59492 | Seville Solar Two LLC | 59723 | Seville 2 | CA | Imperial | SEV2 | OP | Solar Photovoltaic | PV | IPP Non-CHP | 2 | 30 | 30 | 30 | 12 | 2015 |  | Y | [7 empty] | 40 |  | Y
58822 | MC Power Companies Inc | 59729 | Macon Solar Power Project | MO | Macon | MSF1 | OP | Solar Photovoltaic | PV | IPP Non-CHP | 2 | 2.8 | 2.8 | 2.8 | 6 | 2015 |  |  |  | Y | [5 empty] | 3.2 | Y
59500 | Sunny Templeton, LLC | 59731 | Templeton | MA | Worcester | TEMPL | OP | Solar Photovoltaic | PV | IPP Non-CHP | 2 | 3 | 3 | 3 | 12 | 2014 |  |  |  | Y | [5 empty] | 4.5 | Y
58661 | Sustainable Power Group, LLC | 59738 | Citizen B | CA | Fresno | CSB | OP | Solar Photovoltaic | PV | IPP Non-CHP | 2 | 5 | 5 | 5 | 12 | 2015 |  |  |  | Y | [5 empty] | 7.1 | Y
59508 | Barton Solar, LLC | 59741 | Barton Solar Farm | VT | Orleans | BARTN | OP | Solar Photovoltaic | PV | IPP Non-CHP | 2 | 1.9 | 1.9 | 1.6 | 11 | 2014 |  |  |  | Y | [5 empty] | 2.6 | Y
58519 | Clean Energy Collective LLC | 59742 | Sunnyside Ranch Community Solar Array | CO | Garfield | HCE | OP | Solar Photovoltaic | PV | IPP Non-CHP | 2 | 1.5 | 1.5 | 1.5 | 4 | 2015 |  | Y | [7 empty] | 1.8 | Y
59540 | SunE SEM 1, LLC | 59743 | Chimes West Friendship (Nixon Farms) | MD | Howard | 1 | OP | Solar Photovoltaic | PV | IPP Non-CHP | 2 | 1.5 | 1.2 | 0.7 | 12 | 2014 |  | N |  | Y | [5 empty] | 1.5 | Y
58473 | NVT LICENSES, LLC | 59744 | Lakeland Electric Co. (FL)-Airport 1 | FL | Polk | 1 | OP | Solar Photovoltaic | PV | IPP Non-CHP | 2 | 2.7 | 2.7 | 2 | 12 | 2011 |  | Y | [7 empty] | 2.7 | Y
59511 | South Street Solar, LLC | 59745 | Leominster (MA)-South Street-R&D | MA | Middlesex | 1 | OP | Solar Photovoltaic | PV | IPP Non-CHP | 2 | 3.5 | 2.6 | 1.7 | 12 | 2013 |  |  |  | Y | [5 empty] | 3.5 | Y
59512 | Team-Solar, Inc. | 59746 | DSH (CA) - Coalinga State Hospital | CA | Fresno | 1 | OP | Solar Photovoltaic | PV | IPP Non-CHP | 2 | 2.6 | 3.5 | 1.7 | 7 | 2014 |  | Y | [7 empty] | 2.6 | Y
59512 | Team-Solar, Inc. | 59748 | CDCR (CA) - Pleasant Valley State Prison | CA | Fresno | 1 | OP | Solar Photovoltaic | PV | IPP Non-CHP | 2 | 1.6 | 2.2 | 1 | 7 | 2014 |  | Y | [7 empty] | 1.6 | Y
58473 | NVT LICENSES, LLC | 59749 | UMES (MD) - Princess Anne | MD | Somerset | 1 | OP | Solar Photovoltaic | PV | IPP Non-CHP | 2 | 2.2 | 2.1 | 1.3 | 2 | 2011 |  | Y | [7 empty] | 2.2 | Y
58473 | NVT LICENSES, LLC | 59750 | Bourne (MA) - Holliston I | MA | Middlesex | 1 | OP | Solar Photovoltaic | PV | IPP Non-CHP | 2 | 2.9 | 2.4 | 1.5 | 12 | 2014 |  | N |  | Y | [5 empty] | 2.9 | Y
59518 | Wilzig Associates, LLC | 59751 | Wilzig Associates, LLC | NJ | Bergen | WILZG | OP | Solar Photovoltaic | PV | Commercial Non-CHP | 4 | 1.2 | 1.2 | 1.2 | 1 | 2013 |  |  |  | Y | [5 empty] | 1.5 | Y
59519 | TerraForm Solar XVII, LLC | 59752 | BlueWave Capital - Grafton (SREC II) | MA | Worcester | 1 | OP | Solar Photovoltaic | PV | IPP Non-CHP | 2 | 1.3 | 1.3 | 1.3 | 3 | 2015 |  |  |  | Y | [5 empty] | 1.6 | Y
58473 | NVT LICENSES, LLC | 59754 | Lakeland Electric Co. (FL) - Aiport II | FL | Polk | 1 | OP | Solar Photovoltaic | PV | IPP Non-CHP | 2 | 3.5 | 3.8 | 2.9 | 9 | 2012 |  | Y | [7 empty] | 3.5 | Y
59522 | Chester Power Partners LLC | 59755 | Chester Power Partners | VT | Windsor | PVS1 | OP | Solar Photovoltaic | PV | IPP Non-CHP | 2 | 2.2 | 2.2 | 2.2 | 11 | 2014 |  |  |  | Y | [5 empty] | 2.3 | Y
59462 | Heelstone Energy Holdings, LLC | 59760 | Red Hill Solar Center, LLC | NC | Warren | RHILL | OP | Solar Photovoltaic | PV | IPP Non-CHP | 2 | 5 | 4.9 | 4.9 | 12 | 2014 |  |  |  | Y | [5 empty] | 6.4 | Y
59462 | Heelstone Energy Holdings, LLC | 59761 | Van Slyke Solar Center, LLC | NC | Wilson | VSLYK | OP | Solar Photovoltaic | PV | IPP Non-CHP | 2 | 5 | 4.9 | 4.9 | 12 | 2014 |  |  |  | Y | [5 empty] | 6.6 | Y
59462 | Heelstone Energy Holdings, LLC | 59762 | Broadway Solar Center, LLC | NC | Columbus | BRDWY | OP | Solar Photovoltaic | PV | IPP Non-CHP | 2 | 5 | 4.9 | 4.9 | 12 | 2014 |  |  |  | Y | [5 empty] | 6.6 | Y
59232 | Kearsarge Solar LLC | 59765 | Stetson Road Solar - Barre I | MA | Worcester | BI | OP | Solar Photovoltaic | PV | IPP Non-CHP | 2 | 2 | 2 | 2 | 5 | 2014 |  |  |  | Y | [5 empty] | 2.4 | Y
59232 | Kearsarge Solar LLC | 59766 | Barre II Solar Project | MA | Worcester | BII | OP | Solar Photovoltaic | PV | IPP Non-CHP | 2 | 1.5 | 1.5 | 1.5 | 4 | 2014 |  |  |  | Y | [5 empty] | 1.9 | Y
59232 | Kearsarge Solar LLC | 59767 | Chester Solar Farm | MA | Hampden | CHSTR | OP | Solar Photovoltaic | PV | IPP Non-CHP | 2 | 4.8 | 4.8 | 4.8 | 6 | 2014 |  |  |  | Y | [5 empty] | 6 | Y
59232 | Kearsarge Solar LLC | 59768 | Concord Solar Farm | MA | Middlesex | CMLP | OP | Solar Photovoltaic | PV | IPP Non-CHP | 2 | 1.5 | 1.5 | 1.5 | 4 | 2014 |  |  |  | Y | [5 empty] | 1.7 | Y
18454 | Tampa Electric Co | 59769 | TIA Solar | FL | Hillsborough | 1 | OP | Solar Photovoltaic | PV | Electric Utility | 1 | 1.6 | 1.6 | 1.4 | 12 | 2015 |  |  |  | Y |  |  |  |  | N | 2 |  |  |  |  | Y
9234 | Indiana Municipal Power Agency | 59770 | IMPA Pendleton Solar Park | IN | Madison | SPEND | OP | Solar Photovoltaic | PV | Electric Utility | 1 | 2 | 2 | 1.6 | 10 | 2015 |  |  |  | Y | [5 empty] | 2.5 | Y
59209 | Half Moon Ventures, LLC | 59771 | Jefferson Solar Park | WI | Jefferson | JSP01 | OP | Solar Photovoltaic | PV | IPP Non-CHP | 2 | 1 | 1 | 1 | 12 | 2013 |  |  |  | Y | [5 empty] | 1.1 | Y
59542 | Adams Farm Solar LLC | 59775 | Adams Farm Solar | MA | Worcester | ADAMS | OP | Solar Photovoltaic | PV | IPP Non-CHP | 2 | 3 | 3 | 3 | 10 | 2013 |  |  |  | Y | [5 empty] | 3.5 | Y
59519 | TerraForm Solar XVII, LLC | 59777 | RGS-Rutland VNM SREC II Project (MA) | MA | Worcester | 1 | OP | Solar Photovoltaic | PV | IPP Non-CHP | 2 | 2.6 | 2.6 | 2.6 | 11 | 2015 |  |  |  | Y | [5 empty] | 2.6 | Y
58661 | Sustainable Power Group, LLC | 59778 | Eden Solar LLC | NC | Richmond | EDENS | OP | Solar Photovoltaic | PV | IPP Non-CHP | 2 | 47.7 | 47.7 | 47.7 | 12 | 2015 |  | Y | [7 empty] | 62.1 | Y
59544 | SunE DM, LLC | 59779 | Davis Monthan AFB (AZ) West Airfield | AZ | Pima | 1 | OP | Solar Photovoltaic | PV | IPP Non-CHP | 2 | 12.6 | 12.6 | 12.6 | 1 | 2014 |  | Y | [7 empty] | 16.4 | Y
59545 | BWC Origination 4, LLC | 59780 | New Bedford (MA) Plymouth | MA | Plymouth | 1 | OP | Solar Photovoltaic | PV | IPP Non-CHP | 2 | 4.3 | 4.3 | 4.3 | 7 | 2014 |  |  |  | Y | [5 empty] | 5.6 | Y
59546 | Nexamp Treasure Valley Solar, LLC | 59781 | Upper Blackstone (MA) Treasure Valley | MA | Worcester | 1 | OP | Solar Photovoltaic | PV | IPP Non-CHP | 2 | 5 | 5 | 5 | 7 | 2014 |  |  |  | Y | [5 empty] | 6 | Y
59561 | SunE Solar XVII Project 2, LLC | 59786 | Fiddler's Canyon #2 | UT | Iron | FID2 | OP | Solar Photovoltaic | PV | IPP Non-CHP | 2 | 3 | 3 | 3 | 9 | 2015 |  | Y | [7 empty] | 3.9 | Y
59560 | SunE Solar XVII Project 1, LLC | 59787 | Fiddler's Canyon #1 | UT | Iron | FID1 | OP | Solar Photovoltaic | PV | IPP Non-CHP | 2 | 3 | 3 | 3 | 9 | 2015 |  | Y |  | N | [5 empty] | 3.9 | Y
57313 | SolarCity Corporation | 59788 | Advance Stores Company, Inc | CT | Hartford | PV1 | OP | Solar Photovoltaic | PV | IPP Non-CHP | 2 | 1 | 1 | 1 | 11 | 2014 |  | Y | [7 empty] | 1.2 | Y
57313 | SolarCity Corporation | 59789 | Millbrook School | NY | Dutchess | PV1 | OP | Solar Photovoltaic | PV | IPP Non-CHP | 2 | 1.4 | 1.4 | 1.4 | 3 | 2015 |  | Y | [7 empty] | 1.7 | Y
57313 | SolarCity Corporation | 59790 | Oregon University System Rabbit Field | OR | Benton | PV1 | OP | Solar Photovoltaic | PV | IPP Non-CHP | 2 | 1.2 | 1.2 | 1.2 | 3 | 2014 |  |  |  | Y | [5 empty] | 1.4 | Y
11208 | Los Angeles Department of Water & Power | 59798 | Colon PV | CA | Los Angeles | W4172 | OP | Solar Photovoltaic | PV | IPP Non-CHP | 2 | 1.3 | 1.3 | 1.3 | 12 | 2015 |  |  |  | Y | [5 empty] | 1.5 | Y
60025 | Greenbacker Renewable Energy Corporation | 59807 | Airport 1 Solar (DIA) | CO | Denver | GBDIA | OP | Solar Photovoltaic | PV | IPP Non-CHP | 2 | 1.5 | 1.5 | 1.5 | 12 | 2009 |  |  |  | Y | [5 empty] | 1.6 | Y
59589 | Rockfish Solar LLC | 59811 | Rockfish Solar LLC | MD | Charles | GEN1 | OP | Solar Photovoltaic | PV | IPP Non-CHP | 2 | 10.3 | 10.3 | 10.3 | 8 | 2015 |  | Y |  | N | [5 empty] | 12.9 | Y
59599 | Shoe Show, Inc. | 59818 | Concord Farm | NC | Cabarrus | 1 | OP | Solar Photovoltaic | PV | IPP Non-CHP | 2 | 5.2 | 4.9 | 4.9 | 9 | 2011 |  |  |  | Y | [5 empty] | 5.2 | Y
59600 | Mohave Sunrise Solar I, LLC | 59819 | Mohave Electric at Fort Mohave | AZ | Mohave | PV1 | OP | Solar Photovoltaic | PV | IPP Non-CHP | 2 | 4.4 | 4.4 | 4.4 | 4 | 2015 |  |  |  | Y | [5 empty] | 5.3 | Y
59601 | Hunt Farm Solar LLC | 59820 | Hunt Farm Solar | MA | Franklin | HUNTF | OP | Solar Photovoltaic | PV | IPP Non-CHP | 2 | 3 | 3 | 3 | 9 | 2013 |  |  |  | Y | [5 empty] | 3.3 | Y
59602 | SH Solarne2 LLC | 59821 | 205 Sturbridge A | MA | Hampden | STURA | OP | Solar Photovoltaic | PV | IPP Non-CHP | 2 | 3 | 3 | 3 | 6 | 2014 |  |  |  | Y | [5 empty] | 4 | Y
59603 | SE Solarne2 LLC | 59822 | 201 Sturbridge B | MA | Hampden | STURB | OP | Solar Photovoltaic | PV | IPP Non-CHP | 2 | 2 | 2 | 2 | 6 | 2014 |  |  |  | Y | [5 empty] | 2.2 | Y
59604 | Bulldog Energy Airport LLC | 59823 | INDY III | IN | Marion | INDY3 | OP | Solar Photovoltaic | PV | IPP Non-CHP | 2 | 2.5 | 2.5 | 2.5 | 8 | 2015 |  | Y | [7 empty] | 3.2 | Y
59462 | Heelstone Energy Holdings, LLC | 59824 | Sweetgum Solar | NC | Lee | 5732 | OP | Solar Photovoltaic | PV | IPP Non-CHP | 2 | 5 | 4.9 | 4.9 | 12 | 2015 |  |  |  | Y | [5 empty] | 6.9 | Y
59462 | Heelstone Energy Holdings, LLC | 59828 | Balsam | NC | Lee | 5375 | OP | Solar Photovoltaic | PV | IPP Non-CHP | 2 | 5 | 5 | 5 | 12 | 2015 |  |  |  | Y | [5 empty] | 6.7 | Y
59611 | Royal Solar | 59831 | Royal Solar | NC | Cumberland | FLS1 | OP | Solar Photovoltaic | PV | IPP Non-CHP | 2 | 4.9 | 4.9 | 4.9 | 8 | 2015 |  |  |  | Y | [5 empty] | 6.6 | Y
59609 | TWE Kinston Solar | 59832 | Kinston Solar | NC | Lenoir | FLS1 | OP | Solar Photovoltaic | PV | IPP Non-CHP | 2 | 5 | 5 | 5 | 8 | 2015 |  |  |  | Y | [5 empty] | 6.6 | Y
59610 | TWE Laurinburg Solar | 59833 | Laurinburg Solar | NC | Scotland | FLS1 | OP | Solar Photovoltaic | PV | IPP Non-CHP | 2 | 5 | 5 | 5 | 8 | 2015 |  |  |  | Y | [5 empty] | 6.5 | Y
59612 | GES MegaOne LLC | 59834 | Indy Grocers | IN | Marion | INGRO | OP | Solar Photovoltaic | PV | IPP Non-CHP | 2 | 1 | 1 | 1 | 6 | 2015 |  |  |  | Y | [5 empty] | 1.2 | Y
59462 | Heelstone Energy Holdings, LLC | 59835 | Newton Grove | NC | Sampson | GEN1 | OP | Solar Photovoltaic | PV | IPP Non-CHP | 2 | 1.9 | 1.9 | 1.9 | 9 | 2015 |  |  |  | Y | [5 empty] | 2.4 | Y
58661 | Sustainable Power Group, LLC | 59839 | Spring Hill Road | MA | Worcester | SHRD1 | OP | Solar Photovoltaic | PV | IPP Non-CHP | 2 | 1.9 | 1.9 | 1.9 | 12 | 2015 |  |  |  | Y | [5 empty] | 2.5 | Y
56975 | Constellation Solar Maryland, LLC | 59841 | General Motors Corp at White Marsh MD | MD | Baltimore | PV1 | OP | Solar Photovoltaic | PV | IPP Non-CHP | 2 | 1 | 1 | 1 | 5 | 2011 |  |  |  | Y | [5 empty] | 1.2 | Y
58304 | Constellation Solar Maryland II LLC | 59842 | CNE at Cambridge MD | MD | Dorchester | PV1 | OP | Solar Photovoltaic | PV | IPP Non-CHP | 2 | 3.2 | 3.2 | 3.2 | 4 | 2015 |  |  |  | Y | [5 empty] | 4.3 | Y
59617 | Constellation Solar Georgia, LLC. | 59843 | Georgia Power at Wadley GA | GA | Jefferson | PV1 | OP | Solar Photovoltaic | PV | IPP Non-CHP | 2 | 1 | 1 | 1 | 12 | 2014 |  |  |  | Y | [5 empty] | 1.2 | Y
59614 | Munich Reinsurance America, Inc | 59844 | Munich Re Plaza | NJ | Middlesex | PZ1 | OP | Solar Photovoltaic | PV | Commercial Non-CHP | 4 | 1.6 | 1.6 | 1.6 | 7 | 2012 |  |  |  | Y | [5 empty] | 1.6 | Y
59614 | Munich Reinsurance America, Inc | 59844 | Munich Re Plaza | NJ | Middlesex | PZ2 | OP | Solar Photovoltaic | PV | Commercial Non-CHP | 4 | 0.8 | 0.8 | 0.8 | 10 | 2012 |  |  |  | Y | [5 empty] | 0.8 | Y
59650 | Pikes Peak Solar Garden 1 LLC | 59848 | Pikes Peak Solar Garden 1 LLC | CO | El Paso | PPSG1 | OP | Solar Photovoltaic | PV | IPP Non-CHP | 2 | 2 | 2 | 2 | 7 | 2015 |  | N |  | Y | [5 empty] | 2.5 | Y
59651 | Adams Community Solar Garden LLC | 59849 | Adams Community Solar Garden LLC | CO | Adams | 23377 | OP | Solar Photovoltaic | PV | IPP Non-CHP | 2 | 1.2 | 1.2 | 1.2 | 7 | 2015 |  | Y |  | N | [5 empty] | 1.5 | Y
59652 | Adams Community Solar Garden III LLC | 59850 | Adams Community Solar Garden III LLC | CO | Adams | 23376 | OP | Solar Photovoltaic | PV | IPP Non-CHP | 2 | 1.2 | 1.2 | 1.2 | 7 | 2015 |  | Y | [7 empty] | 1.5 | Y
59637 | SolNCPower6, LLC | 59856 | SoINCPower6, LLC | NC | Gates | SUN1 | OP | Solar Photovoltaic | PV | IPP Non-CHP | 2 | 5 | 5 | 5 | 10 | 2015 |  | Y | [7 empty] | 7 | Y
59638 | SolNCPower5, LLC | 59857 | SoINCPower5, LLC | NC | Nash | BAT1 | OP | Solar Photovoltaic | PV | IPP Non-CHP | 2 | 5 | 5 | 5 | 5 | 2015 |  | Y | [7 empty] | 6.9 | Y
59209 | Half Moon Ventures, LLC | 59858 | Johnston Solar | RI | Providence | JSI01 | OP | Solar Photovoltaic | PV | IPP Non-CHP | 2 | 1 | 1 | 1 | 7 | 2015 |  |  |  | Y | [5 empty] | 1.5 | Y
7140 | Georgia Power Co | 59862 | Fort Benning Solar Facility | GA | Chattahoochee | 1 | OP | Solar Photovoltaic | PV | Electric Utility | 1 | 30 | 30 | 30 | 12 | 2015 |  |  |  | Y | [5 empty] | 42 | Y
59653 | Palmer Solar LLC | 59866 | Palmer Solar LLC | MA | Hampden | 11111 | OP | Solar Photovoltaic | PV | IPP Non-CHP | 2 | 2.5 | 2.5 | 2.5 | 12 | 2013 |  | Y | [7 empty] | 2.5 | Y
59648 | Lockheed Martin Solar System | 59867 | Lockheed Martin Solar System | FL | Pinellas | LMSOL | OP | Solar Photovoltaic | PV | IPP Non-CHP | 2 | 1.9 | 1.9 | 1.9 | 9 | 2015 |  |  |  | Y | [5 empty] | 2.2 | Y
59660 | Solar Star California XXXII, LLC | 59872 | UC Davis South Campus | CA | Yolo | UCD1 | OP | Solar Photovoltaic | PV | Commercial Non-CHP | 4 | 13 | 13 | 13 | 3 | 2015 |  |  |  | Y | [5 empty] | 16.3 | Y
59654 | Lowell Solar Landfill LLC | 59873 | Lowell Solar Landfill | MA | Middlesex | PV | OP | Solar Photovoltaic | PV | IPP Non-CHP | 2 | 1.3 | 1.3 | 1.3 | 12 | 2013 |  |  |  | Y | [5 empty] | 1.5 | Y
58468 | Dominion Renewable Energy | 59874 | Richland Solar Center | GA | Twiggs | PV1 | OP | Solar Photovoltaic | PV | IPP Non-CHP | 2 | 20 | 20 | 20 | 12 | 2015 |  |  |  | Y | [5 empty] | 33.4 | Y
59365 | Capital Power Corporation | 59887 | Beaufort Solar, LLC | NC | Beaufort | GEN | OP | Solar Photovoltaic | PV | IPP Non-CHP | 2 | 15 | 15 | 15 | 12 | 2015 |  |  |  | Y | [5 empty] | 20 | Y
59672 | SunEnergy1-Scotland Neck, LLC | 59898 | SunEnergy1-Scotland Neck, LLC | NC | Halifax | SE1SN | OP | Solar Photovoltaic | PV | IPP Non-CHP | 2 | 3 | 3 | 3 | 12 | 2014 |  | Y | [7 empty] | 4.2 | Y
59673 | Choco Solar LLC | 59899 | Choco Solar, LLC | NC | Beaufort | CHOCO | OP | Solar Photovoltaic | PV | IPP Non-CHP | 2 | 5 | 5 | 5 | 12 | 2014 |  | Y | [7 empty] | 7 | Y
59674 | Albertson Solar LLC | 59901 | Albertson Solar LLC | NC | Duplin | ALBRT | OP | Solar Photovoltaic | PV | IPP Non-CHP | 2 | 5 | 5 | 5 | 7 | 2015 |  | Y | [7 empty] | 7 | Y
13407 | Nevada Power Co | 59919 | Nellis Solar PV II | NV | Clark | NSPV2 | OP | Solar Photovoltaic | PV | Electric Utility | 1 | 15 | 15 | 15 | 11 | 2015 |  | Y | [7 empty] | 18 | Y
59685 | AstraZeneca Pharmaceuticals LP | 59922 | South Campus Solar | DE | New Castle | GA500 | OP | Solar Photovoltaic | PV | Commercial Non-CHP | 4 | 0.5 | 0.5 | 0.5 | 8 | 2011 |  |  |  | Y | [5 empty] | 0.5 | [5 empty] | Y
59685 | AstraZeneca Pharmaceuticals LP | 59922 | South Campus Solar | DE | New Castle | SG333 | OP | Solar Photovoltaic | PV | Commercial Non-CHP | 4 | 0.3 | 0.3 | 0.3 | 8 | 2011 |  |  |  | Y | [5 empty] | 0.3 | [5 empty] | Y
59685 | AstraZeneca Pharmaceuticals LP | 59922 | South Campus Solar | DE | New Castle | SG500 | OP | Solar Photovoltaic | PV | Commercial Non-CHP | 4 | 0.5 | 0.5 | 0.5 | 8 | 2011 |  |  |  | Y | [5 empty] | 0.5 | [5 empty] | Y
59694 | BG Stewart Solar Farm LLC | 59930 | BG Stewart Solar Farm, LLC | NC | Union | NB005 | OP | Solar Photovoltaic | PV | IPP Non-CHP | 2 | 5 | 4.9 | 4.9 | 11 | 2015 |  |  |  | Y | [5 empty] | 6.4 | Y
59695 | SunE Solar XVII Project 3, LLC | 59932 | Fiddler's Canyon 3 | UT | Iron | FID3 | OP | Solar Photovoltaic | PV | IPP Non-CHP | 2 | 3 | 3 | 3 | 12 | 2015 |  | Y | [7 empty] | 3.9 | Y
59613 | BayWa r.e. Solar Projects LLC | 59942 | Morgan Lancaster 1 | CA | Los Angeles | ML1 | OP | Solar Photovoltaic | PV | IPP Non-CHP | 2 | 1.5 | 1.5 | 1.5 | 9 | 2015 |  |  | Y | [6 empty] | 1.8 | Y |  |  |  |  | N
59707 | Conetoe II Solar, LLC | 59944 | Conetoe II Solar, LLC | NC | Edgecombe | CONE1 | OP | Solar Photovoltaic | PV | IPP Non-CHP | 2 | 80 | 80 | 80 | 12 | 2015 |  | Y | [7 empty] | 112 | Y
59710 | SR Camden, LLC | 59947 | SR Camden | AR | Calhoun | AERO | OP | Solar Photovoltaic | PV | IPP Non-CHP | 2 | 12 | 12 | 12 | 12 | 2015 |  | Y | [7 empty] | 16.6 |  | Y
59711 | Bakersfield 111 LLC | 59948 | Bakersfield 111 | CA | Kern | BF111 | OP | Solar Photovoltaic | PV | IPP Non-CHP | 2 | 1.4 | 1.4 | 1.4 | 7 | 2015 |  | Y | [7 empty] | 1.4 | Y
58477 | O2energies, Inc. | 59950 | Yadkinville Solar | NC | Yadkin | YAK | OP | Solar Photovoltaic | PV | IPP Non-CHP | 2 | 3.5 | 3.5 | 3.5 | 12 | 2015 |  |  |  | Y | [5 empty] | 4.8 | Y
59462 | Heelstone Energy Holdings, LLC | 59955 | Smithfield | NC | Johnston | GEN01 | OP | Solar Photovoltaic | PV | IPP Non-CHP | 2 | 1.8 | 1.8 | 1.8 | 10 | 2015 |  |  |  | Y | [5 empty] | 2.3 | Y
59462 | Heelstone Energy Holdings, LLC | 59956 | ESA Selma | NC | Johnston | GEN02 | OP | Solar Photovoltaic | PV | IPP Non-CHP | 2 | 1.8 | 1.8 | 1.8 | 9 | 2015 |  |  |  | Y | [5 empty] | 2.3 | Y
59716 | SunE DB24 LLC | 59958 | Milford 2 | UT | Beaver | MIL2 | OP | Solar Photovoltaic | PV | IPP Non-CHP | 2 | 3 | 3 | 3 | 12 | 2015 |  | Y | [7 empty] | 3.8 | Y
3046 | Duke Energy Progress - (NC) | 59966 | Camp Lejeune Solar | NC | Onslow | PV1 | OP | Solar Photovoltaic | PV | Electric Utility | 1 | 12.8 | 12.8 | 12.8 | 12 | 2015 |  |  |  | Y | [5 empty] | 12.8 | Y
59736 | Columbia Solar Energy LLC | 59979 | Columbia Solar Energy, LLC | CA | Contra Costa | GEN1 | OP | Solar Photovoltaic | PV | IPP Non-CHP | 2 | 19.2 | 19.2 | 19.2 | 10 | 2015 |  |  |  | Y | [5 empty] | 25.4 | Y
59737 | American Capital Energy | 59980 | Mashpee Landfill Solar | MA | Barnstable | MASH | OP | Solar Photovoltaic | PV | IPP Non-CHP | 2 | 1.5 | 1.5 | 1.5 | 9 | 2014 |  |  |  | Y | [5 empty] | 1.8 | Y
9267 | Hoosier Energy R E C, Inc | 59981 | New Castle Solar RES | IN | Henry | PV1 | OP | Solar Photovoltaic | PV | Electric Utility | 1 | 1.1 | 1.1 | 1.1 | 11 | 2015 |  | Y | [7 empty] | 1.3 | Y
9267 | Hoosier Energy R E C, Inc | 59982 | Scotland Solar RES | IN | Greene | PV1 | OP | Solar Photovoltaic | PV | Electric Utility | 1 | 1.1 | 1.1 | 1.1 | 11 | 2015 |  | Y | [7 empty] | 1.3 | Y
9267 | Hoosier Energy R E C, Inc | 59984 | Lanesville Solar RES | IN | Harrison | PV1 | OP | Solar Photovoltaic | PV | Electric Utility | 1 | 1.1 | 1.1 | 1.1 | 12 | 2015 |  | Y | [7 empty] | 1.3 | Y
58970 | Ecoplexus, Inc | 59999 | Ouchchy PV1 | NC | Orange | OUCH1 | OP | Solar Photovoltaic | PV | IPP Non-CHP | 2 | 3 | 3 | 3 | 12 | 2015 |  |  |  | Y | [5 empty] | 4 | Y
60039 | REC Solar | 60004 | Clarkstown Landfill Solar Facility | NY | Rockland | INV#1 | OP | Solar Photovoltaic | PV | IPP Non-CHP | 2 | 1 | 1 | 1 | 12 | 2014 |  |  |  | Y | [5 empty] | 2 |  |  | Y
60039 | REC Solar | 60004 | Clarkstown Landfill Solar Facility | NY | Rockland | INV#2 | OP | Solar Photovoltaic | PV | IPP Non-CHP | 2 | 1 | 1 | 1 | 12 | 2014 |  |  |  | Y | [5 empty] | 2 |  |  | Y
17650 | Southern Power Co | 60007 | Morelos del Sol | CA | Kern | MORLS | OP | Solar Photovoltaic | PV | IPP Non-CHP | 2 | 15 | 15 | 15 | 11 | 2015 |  | Y | [7 empty] | 18.7 |  |  |  | Y
59744 | Solar Star Colorado III, LLC | 60008 | Hooper Solar | CO | Alamosa | SCCO3 | OP | Solar Photovoltaic | PV | IPP Non-CHP | 2 | 52 | 52 | 52 | 12 | 2015 |  | Y | [7 empty] | 58 | Y
5109 | DTE Electric Company | 60017 | Domino Farms Solar | MI | Washtenaw | 1 | OP | Solar Photovoltaic | PV | Electric Utility | 1 | 1 | 1 | 1 | 9 | 2015 |  |  |  | Y | [5 empty] | 1 | Y
5109 | DTE Electric Company | 60018 | Ford World Headquarters | MI | Wayne | 1 | OP | Solar Photovoltaic | PV | Electric Utility | 1 | 1 | 1 | 1 | 4 | 2015 |  |  |  | Y | [5 empty] | 1.9 | Y
59762 | UGT Renewable Energy 13, LLC | 60022 | Oxford | MA | Worcester | OXFRD | OP | Solar Photovoltaic | PV | IPP Non-CHP | 2 | 2.8 | 2.8 | 2.8 | 7 | 2014 |  |  |  | Y | [5 empty] | 3.5 | Y
59768 | West Hills Construction, Inc | 60026 | Little Rock Pham Solar | CA | Los Angeles | PV1 | OP | Solar Photovoltaic | PV | IPP Non-CHP | 2 | 3 | 3 | 3 | 12 | 2015 |  | Y | [7 empty] | 4.2 |  | Y
58661 | Sustainable Power Group, LLC | 60027 | Adera Solar | CA | Madera | ADERA | OP | Solar Photovoltaic | PV | IPP Non-CHP | 2 | 20 | 20 | 20 | 12 | 2015 |  |  |  | Y | [5 empty] | 26.5 | Y
57365 | Consolidated Edison Solutions Inc | 60029 | CES VMT Solar | MD | Washington | VMMD | OP | Solar Photovoltaic | PV | IPP Non-CHP | 2 | 1.1 | 1.1 | 1.1 | 7 | 2015 |  |  |  | Y | [5 empty] | 1.3 | Y
59775 | Solar Star California XXXI, LLC | 60035 | Tequesquite Landfill Solar PV Project | CA | Riverside | RPU1 | OP | Solar Photovoltaic | PV | IPP Non-CHP | 2 | 7.3 | 7.3 | 7.3 | 10 | 2015 |  |  |  | Y | [5 empty] | 9.4 | Y
58491 | Constellation Solar Holding, LLC | 60036 | CCBC-Catonsville | MD | Howard | PV1 | OP | Solar Photovoltaic | PV | IPP Non-CHP | 2 | 1.6 | 1.6 | 1.6 | 9 | 2015 |  |  |  | Y | [5 empty] | 2.3 | Y
58491 | Constellation Solar Holding, LLC | 60038 | Owens Corning Headquarters | OH | Lucas | PV1 | OP | Solar Photovoltaic | PV | IPP Non-CHP | 2 | 2.1 | 2.1 | 2.1 | 9 | 2015 |  |  |  | Y | [5 empty] | 2.4 | Y
58135 | Ecos Energy LLC | 60046 | Portage Solar | IN | Porter | PV7 | OP | Solar Photovoltaic | PV | IPP Non-CHP | 2 | 1.5 | 1.5 | 1.5 | 11 | 2012 |  |  |  | Y | [5 empty] | 2 | Y
58135 | Ecos Energy LLC | 60047 | Middlebury Solar | IN | Elkhart | PV6 | OP | Solar Photovoltaic | PV | IPP Non-CHP | 2 | 1.5 | 1.5 | 1.5 | 11 | 2012 |  |  |  | Y | [5 empty] | 2 | Y
59781 | TWE Chocowinity Solar | 60048 | TWE Chocowinity Solar, LLC | NC | Beaufort | FLS1 | OP | Solar Photovoltaic | PV | IPP Non-CHP | 2 | 4.5 | 4.5 | 4.5 | 12 | 2015 |  |  |  | Y | [5 empty] | 4.9 | Y
59778 | Innovative Solar 10 | 60050 | Innovative Solar 10 | NC | Haywood | FLS1 | OP | Solar Photovoltaic | PV | IPP Non-CHP | 2 | 1.5 | 1.5 | 1.5 | 10 | 2015 |  |  |  | Y | [5 empty] | 1.9 | Y
59782 | Innovative Solar 18, LLC | 60051 | Innovative Solar 18, LLC | NC | Rutherford | FLS1 | OP | Solar Photovoltaic | PV | IPP Non-CHP | 2 | 1.9 | 1.9 | 1.9 | 12 | 2015 |  |  |  | Y | [5 empty] | 2.7 | Y
59783 | Innovative Solar 26, LLC | 60052 | Innovative Solar 26, LLC | NC | Burke | FLS1 | OP | Solar Photovoltaic | PV | IPP Non-CHP | 2 | 1.9 | 1.9 | 1.9 | 12 | 2015 |  |  |  | Y | [5 empty] | 2.6 | Y
59787 | Innovative Solar 16 | 60055 | Innovative Solar 16 | NC | Henderson | FLS1 | OP | Solar Photovoltaic | PV | IPP Non-CHP | 2 | 2 | 2 | 2 | 10 | 2015 |  |  |  | Y | [5 empty] | 2.5 | Y
59785 | Syncarpha Palmer, LLC | 60056 | Syncarpha Palmer, LLC | MA | Hampden | SYNPA | OP | Solar Photovoltaic | PV | IPP Non-CHP | 2 | 4.8 | 4.8 | 4.8 | 12 | 2015 |  |  |  | Y |  |  |  |  | N | 6 | Y
59791 | Lindberg Field Solar I LLC | 60060 | Lindberg FIeld Solar | CA | San Diego | SDIAB | OP | Solar Photovoltaic | PV | IPP Non-CHP | 2 | 0.5 | 0.5 | 0.5 | 12 | 2015 |  |  |  | Y | [5 empty] | 0.5 | Y
59804 | Federal Road Solar 1, LLC | 60065 | Federal Road Solar 1, LLC | MA | Plymouth | FEDRD | OP | Solar Photovoltaic | PV | IPP Non-CHP | 2 | 4.4 | 4.4 | 4.4 | 12 | 2015 |  |  |  | Y | [5 empty] | 6 | Y
59805 | BWC Swan Pond River, LLC | 60067 | BWC Swan Pond River | MA | Bristol | SPRMA | OP | Solar Photovoltaic | PV | IPP Non-CHP | 2 | 1.6 | 1.6 | 1.6 | 12 | 2015 |  |  |  | Y | [5 empty] | 2.4 | Y
59825 | Neisler Street Solar I, LLC | 60072 | Neisler Street Solar | NC | Cleveland | NSS1 | OP | Solar Photovoltaic | PV | IPP Non-CHP | 2 | 2 | 2 | 2 | 8 | 2015 |  |  |  | Y | [5 empty] | 2.9 | Y
59822 | Syncarpha Massachusetts, LLC | 60073 | Leominster | MA | Worcester | SNLEO | OP | Solar Photovoltaic | PV | IPP Non-CHP | 2 | 2 | 2 | 2 | 5 | 2015 |  |  |  | Y | [5 empty] | 2.5 | Y
59823 | Syncarpha North Adams, LLC | 60074 | North Adams Landfill | MA | Berkshire | SNNOA | OP | Solar Photovoltaic | PV | IPP Non-CHP | 2 | 2.2 | 2.2 | 2.2 | 10 | 2015 |  |  |  | Y | [5 empty] | 2.9 | Y
59824 | Fisher Road Solar I, LLC | 60075 | Fisher Road Solar | MA | Bristol | SYFRS | OP | Solar Photovoltaic | PV | IPP Non-CHP | 2 | 4.6 | 4.6 | 4.6 | 5 | 2015 |  |  |  | Y | [5 empty] | 6 | Y
20323 | Wellhead Services Inc | 60083 | Fresno Solar | CA | Fresno | PV-S | OP | Solar Photovoltaic | PV | IPP Non-CHP | 2 | 1.5 | 1.5 | 1.5 | 10 | 2015 |  | Y | [7 empty] | 1.6 | Y
20323 | Wellhead Services Inc | 60083 | Fresno Solar | CA | Fresno | PV-W | OP | Solar Photovoltaic | PV | IPP Non-CHP | 2 | 1.5 | 1.5 | 1.5 | 10 | 2015 |  | Y | [7 empty] | 1.6 | Y
59838 | SunE DB27, LLC | 60089 | Elkton Solar | MD | Cecil | ELKTN | OP | Solar Photovoltaic | PV | IPP Non-CHP | 2 | 1.6 | 1.6 | 1.6 | 12 | 2015 |  |  |  | Y | [5 empty] | 2.1 | Y
57313 | SolarCity Corporation | 60096 | Town of Chestertown- Chestertown WWTP | MD | Kent | PV1 | OP | Solar Photovoltaic | PV | IPP Non-CHP | 2 | 1 | 1 | 1 | 12 | 2015 |  | Y | [7 empty] | 1.3 | Y
59462 | Heelstone Energy Holdings, LLC | 60101 | Shelby Randolph Road Solar 1, LLC | NC | Cleveland | SRR | OP | Solar Photovoltaic | PV | IPP Non-CHP | 2 | 2 | 1.9 | 1.9 | 9 | 2015 |  |  |  | Y | [5 empty] | 2.7 | Y
59462 | Heelstone Energy Holdings, LLC | 60105 | Lafayette Solar I, LLC | NC | Cleveland | LAF | OP | Solar Photovoltaic | PV | IPP Non-CHP | 2 | 2 | 1.9 | 1.9 | 9 | 2015 |  |  |  | Y | [5 empty] | 2.5 | Y
59462 | Heelstone Energy Holdings, LLC | 60106 | Rockingham Solar, LLC | NC | Richmond | ROCK | OP | Solar Photovoltaic | PV | IPP Non-CHP | 2 | 5 | 4.9 | 4.9 | 11 | 2015 |  |  |  | Y | [5 empty] | 6.8 | Y
59462 | Heelstone Energy Holdings, LLC | 60107 | York Road Solar I, LLC | NC | Cleveland | YORK | OP | Solar Photovoltaic | PV | IPP Non-CHP | 2 | 2 | 1.9 | 1.9 | 9 | 2015 |  |  |  | Y | [5 empty] | 2.6 | Y
59462 | Heelstone Energy Holdings, LLC | 60108 | SID Solar I, LLC | NC | Cleveland | SID | OP | Solar Photovoltaic | PV | IPP Non-CHP | 2 | 5 | 4.9 | 4.9 | 9 | 2015 |  |  |  | Y | [5 empty] | 6.4 | Y
59894 | HCE Johnston I, LLC | 60121 | HCE Johnston I, LLC | NC | Johnston | HCEJI | OP | Solar Photovoltaic | PV | IPP Non-CHP | 2 | 2.6 | 2.6 | 2.6 | 12 | 2015 |  |  |  | Y | [5 empty] | 2.6 | Y
59462 | Heelstone Energy Holdings, LLC | 60129 | Red Toad 1425 A Powatan Road, LLC | NC | Johnston | POW | OP | Solar Photovoltaic | PV | IPP Non-CHP | 2 | 2 | 1.9 | 1.9 | 12 | 2015 |  |  |  | Y | [5 empty] | 2.8 | Y
59462 | Heelstone Energy Holdings, LLC | 60131 | Durham Solar | NC | Durham | DURM | OP | Solar Photovoltaic | PV | IPP Non-CHP | 2 | 3.5 | 3.4 | 3.4 | 12 | 2015 |  |  |  | Y | [5 empty] | 4.6 | Y
59462 | Heelstone Energy Holdings, LLC | 60133 | Morgan Farm, LLC | NC | Franklin | MOR | OP | Solar Photovoltaic | PV | IPP Non-CHP | 2 | 5 | 4.9 | 4.9 | 12 | 2015 |  |  |  | Y | [5 empty] | 6.7 | Y
59462 | Heelstone Energy Holdings, LLC | 60134 | Nashville Farms, LLC | NC | Nash | NASH | OP | Solar Photovoltaic | PV | IPP Non-CHP | 2 | 2 | 1.9 | 1.9 | 12 | 2015 |  |  |  | Y | [5 empty] | 2.6 | Y
59462 | Heelstone Energy Holdings, LLC | 60135 | Cedar Solar, LLC | NC | Duplin | CED | OP | Solar Photovoltaic | PV | IPP Non-CHP | 2 | 5 | 4.9 | 4.9 | 11 | 2015 |  |  |  | Y | [5 empty] | 6.7 | Y
59462 | Heelstone Energy Holdings, LLC | 60136 | Elm Solar, LLC | NC | Lee | ELM | OP | Solar Photovoltaic | PV | IPP Non-CHP | 2 | 5 | 4.9 | 4.9 | 12 | 2015 |  |  |  | Y | [5 empty] | 6.7 | Y
59942 | Argos Solar LLC | 60150 | Cornell Geneva Solar Farm | NY | Ontario | ARGOS | OP | Solar Photovoltaic | PV | IPP Non-CHP | 2 | 2 | 2 | 2 | 12 | 2015 |  |  |  | Y | [5 empty] | 2.8 | Y
59951 | Conetoe Solar, LLC | 60188 | Conetoe Solar | NC | Edgecombe | CON15 | OP | Solar Photovoltaic | PV | IPP Non-CHP | 2 | 5 | 5 | 5 | 12 | 2015 |  | Y | [7 empty] | 7 | Y
59952 | Sugar Run Solar, LLC | 60189 | Sugar Run Solar | NC | Gates | SRS15 | OP | Solar Photovoltaic | PV | IPP Non-CHP | 2 | 5 | 5 | 5 | 12 | 2015 |  | Y | [7 empty] | 7 | Y
59209 | Half Moon Ventures, LLC | 60190 | HMW Minster PV I | OH | Auglaize | MIN01 | OP | Solar Photovoltaic | PV | IPP Non-CHP | 2 | 3 | 3 | 3 | 12 | 2015 |  |  |  | Y | [5 empty] | 4.3 | Y
59300 | PNM Resources | 60195 | South Valley Solar Energy Center | NM | Bernalillo | SVSEC | OP | Solar Photovoltaic | PV | Electric Utility | 1 | 10 | 9.9 | 9.9 | 12 | 2015 |  | Y | [7 empty] | 12.4 | Y
59300 | PNM Resources | 60196 | Santa Fe Solar Energy Center | NM | Santa Fe | SFSEC | OP | Solar Photovoltaic | PV | Electric Utility | 1 | 9.5 | 9.3 | 9.3 | 12 | 2015 |  | Y | [7 empty] | 11.6 | Y
59300 | PNM Resources | 60197 | Santolina Solar Energy Center | NM | Bernalillo | SANTO | OP | Solar Photovoltaic | PV | Electric Utility | 1 | 10.5 | 10.5 | 10.5 | 12 | 2015 |  | Y | [7 empty] | 12.4 | Y
59300 | PNM Resources | 60198 | Rio Communities Solar Energy Center | NM | Valencia | RCSEC | OP | Solar Photovoltaic | PV | Electric Utility | 1 | 10 | 9.9 | 9.9 | 12 | 2015 |  | Y | [7 empty] | 12.4 | Y
59462 | Heelstone Energy Holdings, LLC | 60200 | Laurinburg Solar, LLC (Heelstone) | NC | Robeson | LAUR | OP | Solar Photovoltaic | PV | IPP Non-CHP | 2 | 2 | 1.9 | 1.9 | 12 | 2015 |  |  |  | Y | [5 empty] | 2.7 |  | Y
60004 | Strata Roof 1, LLC | 60219 | Strata Roof 1 | CA | Sacramento | UNIT1 | OP | Solar Photovoltaic | PV | IPP Non-CHP | 2 | 1 | 1 | 0.6 | 5 | 2013 |  |  |  | Y | [5 empty] | 1.1 | Y
60020 | McDonald Solar Farm, LLC | 60238 | McDonald Solar Farm, LLC | IN | Vigo | PV1 | OP | Solar Photovoltaic | PV | IPP Non-CHP | 2 | 5.2 | 5.2 | 5.2 | 12 | 2015 |  |  |  | Y | [5 empty] | 7 |  |  |  | Y
60021 | Pastime Farm, LLC | 60239 | Pastime Farm, LLC | IN | Clay | PV1 | OP | Solar Photovoltaic | PV | IPP Non-CHP | 2 | 5.2 | 5.2 | 5.2 | 12 | 2015 |  |  |  | Y | [5 empty] | 7 |  |  |  | Y
60026 | Yanceyville Farm 3, LLC | 60240 | Yanceyville Farm 3, LLC | NC | Caswell | 1 | OP | Solar Photovoltaic | PV | IPP Non-CHP | 2 | 4.9 | 4.9 | 4.9 | 12 | 2015 |  |  |  | Y | [5 empty] | 6.4 |  | Y
60036 | SR Clinch | 60247 | Valley View Solar | CO | Weld | VVS | OP | Solar Photovoltaic | PV | IPP Non-CHP | 2 | 4 | 4 | 4 | 12 | 2015 |  | Y | [7 empty] | 5.5 |  | Y
60036 | SR Clinch | 60248 | Skylark | CO | Weld | CAREY | OP | Solar Photovoltaic | PV | IPP Non-CHP | 2 | 4 | 4 | 4 | 12 | 2015 |  | Y | [7 empty] | 5.5 |  | Y
60104 | Howell Midland Farm, LLC | 60312 | Howell Midland Farm, LLC | NC | Cabarrus | 1 | OP | Solar Photovoltaic | PV | IPP Non-CHP | 2 | 4.9 | 4.9 | 4.9 | 12 | 2015 |  |  |  | Y | [5 empty] | 6.4 | Y
60110 | Augustus Farm, LLC | 60313 | Augustus Farm, LLC | NC | Pitt | 1 | OP | Solar Photovoltaic | PV | IPP Non-CHP | 2 | 4.9 | 4.9 | 4.9 | 12 | 2015 |  |  |  | Y | [5 empty] | 6.8 |  | Y
60127 | SSA Solar of NM 3, LLC | 60341 | Wal-Mart Truth or Consequences PV | NM | Sierra | WMTOC | OP | Solar Photovoltaic | PV | IPP Non-CHP | 2 | 1 | 1 | 1 | 9 | 2015 |  |  |  | Y | [5 empty] | 1.1 | Y
60150 | SunE DB42, LLC | 60353 | Cecil County CCVT HS | MD | Cecil | CCVT | OP | Solar Photovoltaic | PV | IPP Non-CHP | 2 | 2 | 2 | 2 | 12 | 2015 |  |  |  | Y | [5 empty] | 2.6 | Y
60163 | Soltage LLC | 60365 | Vulcraft Solar | NY | Chemung | VULC | OP | Solar Photovoltaic | PV | IPP Non-CHP | 2 | 1.6 | 1.6 | 1.6 | 11 | 2013 |  |  |  | Y | [5 empty] | 2.2 | Y
60157 | Battleboro Farm, LLC | 60369 | Battleboro Farm | NC | Nash | BFPV | OP | Solar Photovoltaic | PV | IPP Non-CHP | 2 | 5.2 | 5.2 | 5.2 | 12 | 2015 |  |  |  | Y | [5 empty] | 6.8 |  |  |  | Y
60203 | Bizzell Church Solar 1, LLC | 60401 | Bizzell Church Solar 1, LLC | NC | Johnston | BCSPV | OP | Solar Photovoltaic | PV | IPP Non-CHP | 2 | 5.2 | 5.2 | 5.2 | 12 | 2015 |  |  |  | Y | [5 empty] | 6.9 | Y
60205 | Currin Solar, LLC | 60403 | Currin Solar, LLC | NC | Granville | CSPV | OP | Solar Photovoltaic | PV | IPP Non-CHP | 2 | 5.2 | 5.2 | 5.2 | 12 | 2015 |  |  |  | Y | [5 empty] | 6.4 | Y
60163 | Soltage LLC | 60411 | Coventry Photovoltaic, LLC | VT | Orleans | COVEN | OP | Solar Photovoltaic | PV | IPP Non-CHP | 2 | 2.2 | 2.2 | 2.2 | 8 | 2014 |  |  |  | Y | [5 empty] | 2.7 | Y
19876 | Virginia Electric & Power Co | 60422 | Morgan's Corner | NC | Pasquotank | 1 | OP | Solar Photovoltaic | PV | Electric Utility | 1 | 20 | 20 | 20 | 12 | 2015
57081 | WGL Energy Systems, Inc | 60425 | Skidmore College | NY | Saratoga | SO049 | OP | Solar Photovoltaic | PV | IPP Non-CHP | 2 | 2 | 2 | 2 | 7 | 2014 |  |  |  | Y | [5 empty] | 2 | Y
60228 | CoServ Electric | 60427 | CoServ Solar Station | TX | Denton | CSS1 | OP | Solar Photovoltaic | PV | IPP Non-CHP | 2 | 2 | 2 | 2 | 6 | 2015 |  |  |  | Y | [5 empty] | 2.6 | Y
60231 | SEC LHNY Solar One, LLC | 60431 | Tompkins Cortland Community College | NY | Tompkins | TC3 | OP | Solar Photovoltaic | PV | IPP Non-CHP | 2 | 2 | 2 | 2 | 5 | 2015 |  |  |  | Y | [5 empty] | 2.6 | Y
57081 | WGL Energy Systems, Inc | 60446 | E&B Resources | CA | Kern | PVEB | OP | Solar Photovoltaic | PV | IPP Non-CHP | 2 | 1 | 1 | 1 | 12 | 2013 |  | Y | [7 empty] | 1.1 | Y
57081 | WGL Energy Systems, Inc | 60447 | Presbyterian Senior Living Service | MD | Baltimore | PSLS | OP | Solar Photovoltaic | PV | IPP Non-CHP | 2 | 1.2 | 1.2 | 1.2 | 9 | 2013 |  | Y | [7 empty] | 1.2 | Y
57081 | WGL Energy Systems, Inc | 60448 | Valdosta | GA | Lowndes | VALD | OP | Solar Photovoltaic | PV | IPP Non-CHP | 2 | 1 | 1 | 1 | 10 | 2013 |  |  |  | Y | [5 empty] | 1.3 | Y
57081 | WGL Energy Systems, Inc | 60450 | Corcoran | CA | Kings | PVCR | OP | Solar Photovoltaic | PV | IPP Non-CHP | 2 | 1.1 | 1.1 | 1.1 | 1 | 2014 |  |  |  | Y | [5 empty] | 1.3 | Y
57081 | WGL Energy Systems, Inc | 60451 | Brookside | RI | Providence | PVBR | OP | Solar Photovoltaic | PV | IPP Non-CHP | 2 | 1 | 1 | 1 | 11 | 2015 |  |  |  | Y | [5 empty] | 1.2 | Y
57081 | WGL Energy Systems, Inc | 60452 | Calverton | NY | Suffolk | CALV | OP | Solar Photovoltaic | PV | IPP Non-CHP | 2 | 3.9 | 3.9 | 3.9 | 10 | 2015 |  |  |  | Y | [5 empty] | 3.9 | Y
57081 | WGL Energy Systems, Inc | 60453 | Cummins, Inc | NY | Chautauqua | CUMM | OP | Solar Photovoltaic | PV | IPP Non-CHP | 2 | 2 | 2 | 2 | 6 | 2015 |  |  |  | Y | [5 empty] | 2 | Y
57081 | WGL Energy Systems, Inc | 60454 | Houghton | NY | Allegany | HOUGH | OP | Solar Photovoltaic | PV | IPP Non-CHP | 2 | 2.6 | 2.6 | 2.6 | 4 | 2015 |  |  |  | Y | [5 empty] | 2.6 | Y
60239 | Oneida DG Solar, LLC | 60455 | Oneida - South | NY | Oneida | ONS | OP | Solar Photovoltaic | PV | IPP Non-CHP | 2 | 1.9 | 1.9 | 1.9 | 12 | 2015 |  |  |  | Y | [5 empty] | 2.6 | Y
60239 | Oneida DG Solar, LLC | 60456 | Oneida - West | NY | Oneida | ONW | OP | Solar Photovoltaic | PV | IPP Non-CHP | 2 | 1.9 | 1.9 | 1.9 | 12 | 2015 |  |  |  | Y | [5 empty] | 2.6 | Y
60240 | SEC CRSD Solar One, LLC | 60458 | Hardwick-Athol & Eagle Hill | MA | Worcester | HAEH | OP | Solar Photovoltaic | PV | IPP Non-CHP | 2 | 2.8 | 2.8 | 2.8 | 7 | 2015 |  |  |  | Y | [5 empty] | 3.4 | Y
60264 | Germantown Solar, LLC | 60480 | Germantown Solar, LLC | NC | Forsyth | PV1 | OP | Solar Photovoltaic | PV | IPP Non-CHP | 2 | 2.1 | 2.1 | 2.1 | 12 | 2015 |  |  |  | Y | [5 empty] | 2.1 | [5 empty] | Y
60267 | Hartz Solar Hamilton LLC | 60489 | Hamilton Solar-Crosswicks | NJ | Mercer | PV1 | OP | Solar Photovoltaic | PV | IPP Non-CHP | 2 | 3.5 | 3.5 | 3.5 | 12 | 2011 |  |  |  | Y | [5 empty] | 4 | Y
60267 | Hartz Solar Hamilton LLC | 60489 | Hamilton Solar-Crosswicks | NJ | Mercer | PV2 | OP | Solar Photovoltaic | PV | IPP Non-CHP | 2 | 4 | 4 | 4 | 12 | 2011 |  |  |  | Y | [5 empty] | 4.6 | Y
60281 | Altus Power America Management, LLC | 60494 | Hampden | MA | Hampden | 1 | OP | Solar Photovoltaic | PV | IPP Non-CHP | 2 | 3.2 | 3.2 | 3.2 | 7 | 2015 |  |  |  | Y | [5 empty] | 4.3 | Y
60281 | Altus Power America Management, LLC | 60495 | Little Bay | RI | Providence | 1 | OP | Solar Photovoltaic | PV | IPP Non-CHP | 2 | 1.3 | 1.3 | 1.3 | 3 | 2014 |  |  |  | Y | [5 empty] | 1.5 | Y
60281 | Altus Power America Management, LLC | 60496 | MEBA | MD | Talbot | 1 | OP | Solar Photovoltaic | PV | IPP Non-CHP | 2 | 1.5 | 1.5 | 1.5 | 11 | 2014 |  |  |  | Y | [5 empty] | 2 | Y
60268 | Hartz Solar LLC | 60499 | Jefferson Avenue | NJ | Hudson | 1 | OP | Solar Photovoltaic | PV | Commercial Non-CHP | 4 | 1.7 | 1.7 | 1.1 | 12 | 2009 |  |  |  | Y | [5 empty] | 1.9 | Y
60268 | Hartz Solar LLC | 60500 | Westside Avenue | NJ | Hudson | 1 | OP | Solar Photovoltaic | PV | Commercial Non-CHP | 4 | 1 | 0.9 | 0.6 | 3 | 2011 |  |  |  | Y | [5 empty] | 1 | Y
60268 | Hartz Solar LLC | 60501 | Hartz Way | NJ | Hudson | 1 | OP | Solar Photovoltaic | PV | Commercial Non-CHP | 4 | 1 | 0.9 | 0.6 | 12 | 2010 |  |  |  | Y | [5 empty] | 1 | Y
57081 | WGL Energy Systems, Inc | 60514 | Seminole | GA | Seminole | PV1 | OP | Solar Photovoltaic | PV | IPP Non-CHP | 2 | 1.6 | 1.6 | 1.6 | 10 | 2014 |  | Y | [7 empty] | 2 | Y

## Retired and Canceled
Utility ID | Utility Name | Plant Code | Plant Name | State | County | Generator ID | Status | Technology | Prime Mover | Sector Name | Sector | Nameplate Capacity (MW) | Summer Capacity (MW) | Winter Capacity (MW) | Retirement Month | Retirement Year | Lenses / Mirrors? | Single-Axis Tracking? | Dual-Axis Tracking? | Fixed Tilt? | Parabolic Trough? | Linear Fresnel? | Power Tower? | Dish Engine? | Other Solar Technology? | DC Net Capacity (MW) | Crystalline Silicon? | Thin-Film (CdTe)? | Thin-Film (A-Si)? | Thin-Film (CIGS)? | Thin-Film (Other)? | Other Materials?
803 | Arizona Public Service Co | 118 | Saguaro | AZ | Pinal | PV1 | RE | Solar Thermal without Energy Storage | OT | Electric Utility | 1 | 1 | 1 | 1 | 4 | 2013
16534 | Sacramento Municipal Util Dist | 529 | Rancho Seco Solar | CA | Sacramento | 1 | RE | Solar Photovoltaic | PV | Electric Utility | 1 | 1 | 1 | 1 | 4 | 2013
16534 | Sacramento Municipal Util Dist | 529 | Rancho Seco Solar | CA | Sacramento | 2 | RE | Solar Photovoltaic | PV | Electric Utility | 1 | 1 | 1 | 1 | 4 | 2013
1015 | Austin Energy | 3548 | Decker Creek | TX | Travis | PV3 | RE | Solar Photovoltaic | PV | Electric Utility | 1 | 0.3 | 0.3 | 0.3 | 6 | 2001
60246 | Sunray Energy 2, LLC | 10437 | Sunray 2 | CA | San Bernardino | GEN1 | RE | Solar Thermal without Energy Storage | ST | IPP Non-CHP | 2 | 13.8 | 13.8 | 13.8 | 12 | 2015 |  |  |  |  | Y
60247 | Sunray Energy 3 LLC | 10438 | Sunray 3 | CA | San Bernardino | GEN1 | RE | Solar Thermal without Energy Storage | ST | IPP Non-CHP | 2 | 30 | 30 | 30 | 12 | 2015 |  |  |  |  | Y
803 | Arizona Public Service Co | 56228 | Prescott Airport | AZ | Yavapai | PV2 | IP | Solar Photovoltaic | PV | Electric Utility | 1 | 7 | 7 | 7
57249 | EPP Renewable Energy | 56888 | Warren County Solar | NJ | Warren | GEN 5 | IP | Solar Photovoltaic | PV | IPP Non-CHP | 2 | 0.5 | 0.5 | 0.5
57249 | EPP Renewable Energy | 56888 | Warren County Solar | NJ | Warren | GEN 6 | IP | Solar Photovoltaic | PV | IPP Non-CHP | 2 | 0.5 | 0.5 | 0.5
57249 | EPP Renewable Energy | 56888 | Warren County Solar | NJ | Warren | GEN 7 | IP | Solar Photovoltaic | PV | IPP Non-CHP | 2 | 0.5 | 0.5 | 0.5
57249 | EPP Renewable Energy | 56888 | Warren County Solar | NJ | Warren | GEN 8 | IP | Solar Photovoltaic | PV | IPP Non-CHP | 2 | 0.5 | 0.5 | 0.5 |  |  |  | Y | [7 empty] | 0.5 | Y
57249 | EPP Renewable Energy | 56888 | Warren County Solar | NJ | Warren | GEN 9 | IP | Solar Photovoltaic | PV | IPP Non-CHP | 2 | 0.5 | 0.5 | 0.5 |  |  |  | Y | [7 empty] | 0.5 | Y
57249 | EPP Renewable Energy | 56888 | Warren County Solar | NJ | Warren | GEN10 | IP | Solar Photovoltaic | PV | IPP Non-CHP | 2 | 0.5 | 0.5 | 0.5 |  |  |  | Y | [7 empty] | 0.5 | Y
17609 | Southern California Edison Co | 56976 | Solar Photovoltaic Project #01 | CA | SAN BERNARDINO | S1A | RE | Solar Photovoltaic | PV | Electric Utility | 1 | 0.5 | 0.5 | 0.5 | 11 | 2011
17609 | Southern California Edison Co | 56976 | Solar Photovoltaic Project #01 | CA | SAN BERNARDINO | S1B | RE | Solar Photovoltaic | PV | Electric Utility | 1 | 0.5 | 0.5 | 0.5 | 11 | 2011
17609 | Southern California Edison Co | 56976 | Solar Photovoltaic Project #01 | CA | SAN BERNARDINO | S1C | RE | Solar Photovoltaic | PV | Electric Utility | 1 | 0.5 | 0.5 | 0.5 | 11 | 2011
17609 | Southern California Edison Co | 56976 | Solar Photovoltaic Project #01 | CA | SAN BERNARDINO | S1D | RE | Solar Photovoltaic | PV | Electric Utility | 1 | 0.5 | 0.5 | 0.5 | 11 | 2011
17609 | Southern California Edison Co | 57127 | Solar Photovoltaic Project #24 | CA | SAN BERNARDINO | SO24A | IP | Solar Photovoltaic | PV | Electric Utility | 1 | 0.5 | 0.5 | 0.5
17609 | Southern California Edison Co | 57127 | Solar Photovoltaic Project #24 | CA | SAN BERNARDINO | SO24B | IP | Solar Photovoltaic | PV | Electric Utility | 1 | 0.5 | 0.5 | 0.5
17609 | Southern California Edison Co | 57127 | Solar Photovoltaic Project #24 | CA | SAN BERNARDINO | SO24C | IP | Solar Photovoltaic | PV | Electric Utility | 1 | 0.5 | 0.5 | 0.5
17609 | Southern California Edison Co | 57127 | Solar Photovoltaic Project #24 | CA | SAN BERNARDINO | SO24D | IP | Solar Photovoltaic | PV | Electric Utility | 1 | 0.5 | 0.5 | 0.5
17609 | Southern California Edison Co | 57127 | Solar Photovoltaic Project #24 | CA | SAN BERNARDINO | SO24E | IP | Solar Photovoltaic | PV | Electric Utility | 1 | 0.5 | 0.5 | 0.5
17609 | Southern California Edison Co | 57127 | Solar Photovoltaic Project #24 | CA | SAN BERNARDINO | SO24F | IP | Solar Photovoltaic | PV | Electric Utility | 1 | 0.5 | 0.5 | 0.5
17609 | Southern California Edison Co | 57127 | Solar Photovoltaic Project #24 | CA | SAN BERNARDINO | SO24G | IP | Solar Photovoltaic | PV | Electric Utility | 1 | 0.5 | 0.5 | 0.5
17609 | Southern California Edison Co | 57127 | Solar Photovoltaic Project #24 | CA | SAN BERNARDINO | SO24H | IP | Solar Photovoltaic | PV | Electric Utility | 1 | 0.5 | 0.5 | 0.5
17609 | Southern California Edison Co | 57218 | Solar Photovoltaic Project #04 | CA | SAN BERNARDINO | S004A | IP | Solar Photovoltaic | PV | Electric Utility | 1 | 0.5 | 0.5 | 0.5
17609 | Southern California Edison Co | 57218 | Solar Photovoltaic Project #04 | CA | SAN BERNARDINO | S004B | IP | Solar Photovoltaic | PV | Electric Utility | 1 | 0.5 | 0.5 | 0.5
17609 | Southern California Edison Co | 57218 | Solar Photovoltaic Project #04 | CA | SAN BERNARDINO | S004C | IP | Solar Photovoltaic | PV | Electric Utility | 1 | 0.5 | 0.5 | 0.5
17609 | Southern California Edison Co | 57222 | Solar Photovoltaic Project #08 | CA | SAN BERNARDINO | S008E | IP | Solar Photovoltaic | PV | Electric Utility | 1 | 0.5 | 0.5 | 0.5
17609 | Southern California Edison Co | 57223 | Solar Photovoltaic Project #09 | CA | SAN BERNARDINO | S009C | IP | Solar Photovoltaic | PV | Electric Utility | 1 | 0.5 | 0.5 | 0.5
17609 | Southern California Edison Co | 57224 | Solar Photovoltaic Project #10 | CA | SAN BERNARDINO | S010D | IP | Solar Photovoltaic | PV | Electric Utility | 1 | 0.5 | 0.5 | 0.5
17609 | Southern California Edison Co | 57226 | Solar Photovoltaic Project #12 | CA | SAN BERNARDINO | S012B | IP | Solar Photovoltaic | PV | Electric Utility | 1 | 0.5 | 0.5 | 0.5
17609 | Southern California Edison Co | 57228 | Solar Photovoltaic Project #14 | CA | SAN BERNARDINO | S014A | IP | Solar Photovoltaic | PV | Electric Utility | 1 | 0.5 | 0.5 | 0.5
17609 | Southern California Edison Co | 57228 | Solar Photovoltaic Project #14 | CA | SAN BERNARDINO | S014B | IP | Solar Photovoltaic | PV | Electric Utility | 1 | 0.5 | 0.5 | 0.5
17609 | Southern California Edison Co | 57228 | Solar Photovoltaic Project #14 | CA | SAN BERNARDINO | S014C | IP | Solar Photovoltaic | PV | Electric Utility | 1 | 0.5 | 0.5 | 0.5
17609 | Southern California Edison Co | 57231 | Solar Photovoltaic Project #17 | CA | SAN BERNARDINO | S017H | IP | Solar Photovoltaic | PV | Electric Utility | 1 | 0.5 | 0.5 | 0.5
17609 | Southern California Edison Co | 57232 | Solar Photovoltaic Project #18 | CA | SAN BERNARDINO | S018D | IP | Solar Photovoltaic | PV | Electric Utility | 1 | 0.5 | 0.5 | 0.5
17609 | Southern California Edison Co | 57233 | Solar Photovoltaic Project #19 | CA | SAN BERNARDINO | S019A | IP | Solar Photovoltaic | PV | Electric Utility | 1 | 1 | 0.5 | 0.5
17609 | Southern California Edison Co | 57233 | Solar Photovoltaic Project #19 | CA | SAN BERNARDINO | S019B | IP | Solar Photovoltaic | PV | Electric Utility | 1 | 0.5 | 0.5 | 0.5
17609 | Southern California Edison Co | 57233 | Solar Photovoltaic Project #19 | CA | SAN BERNARDINO | S019C | IP | Solar Photovoltaic | PV | Electric Utility | 1 | 0.5 | 0.5 | 0.5
17609 | Southern California Edison Co | 57233 | Solar Photovoltaic Project #19 | CA | SAN BERNARDINO | S019D | IP | Solar Photovoltaic | PV | Electric Utility | 1 | 0.5 | 0.5 | 0.5
17609 | Southern California Edison Co | 57233 | Solar Photovoltaic Project #19 | CA | SAN BERNARDINO | S019E | IP | Solar Photovoltaic | PV | Electric Utility | 1 | 0.5 | 0.5 | 0.5
17609 | Southern California Edison Co | 57233 | Solar Photovoltaic Project #19 | CA | SAN BERNARDINO | S019F | IP | Solar Photovoltaic | PV | Electric Utility | 1 | 0.5 | 0.5 | 0.5
17609 | Southern California Edison Co | 57233 | Solar Photovoltaic Project #19 | CA | SAN BERNARDINO | S019G | IP | Solar Photovoltaic | PV | Electric Utility | 1 | 0.5 | 0.5 | 0.5
17609 | Southern California Edison Co | 57233 | Solar Photovoltaic Project #19 | CA | SAN BERNARDINO | S019H | IP | Solar Photovoltaic | PV | Electric Utility | 1 | 0.5 | 0.5 | 0.5
17609 | Southern California Edison Co | 57233 | Solar Photovoltaic Project #19 | CA | SAN BERNARDINO | S019I | IP | Solar Photovoltaic | PV | Electric Utility | 1 | 0.5 | 0.5 | 0.5
17609 | Southern California Edison Co | 57234 | Solar Photovoltaic Project #20 | CA | SAN BERNARDINO | S020A | IP | Solar Photovoltaic | PV | Electric Utility | 1 | 0.5 | 0.5 | 0.5
17609 | Southern California Edison Co | 57234 | Solar Photovoltaic Project #20 | CA | SAN BERNARDINO | S020B | IP | Solar Photovoltaic | PV | Electric Utility | 1 | 0.5 | 0.5 | 0.5
17609 | Southern California Edison Co | 57234 | Solar Photovoltaic Project #20 | CA | SAN BERNARDINO | S020C | IP | Solar Photovoltaic | PV | Electric Utility | 1 | 0.5 | 0.5 | 0.5
17609 | Southern California Edison Co | 57234 | Solar Photovoltaic Project #20 | CA | SAN BERNARDINO | S020D | IP | Solar Photovoltaic | PV | Electric Utility | 1 | 0.5 | 0.5 | 0.5
17609 | Southern California Edison Co | 57234 | Solar Photovoltaic Project #20 | CA | SAN BERNARDINO | S020E | IP | Solar Photovoltaic | PV | Electric Utility | 1 | 0.5 | 0.5 | 0.5
17609 | Southern California Edison Co | 57234 | Solar Photovoltaic Project #20 | CA | SAN BERNARDINO | S020F | IP | Solar Photovoltaic | PV | Electric Utility | 1 | 0.5 | 0.5 | 0.5
17609 | Southern California Edison Co | 57234 | Solar Photovoltaic Project #20 | CA | SAN BERNARDINO | S020G | IP | Solar Photovoltaic | PV | Electric Utility | 1 | 0.5 | 0.5 | 0.5
17609 | Southern California Edison Co | 57235 | Solar Photovoltaic Project #21 | CA | San Bernardino | S021A | IP | Solar Photovoltaic | PV | Electric Utility | 1 | 0.5 | 0.5 | 0.5
17609 | Southern California Edison Co | 57235 | Solar Photovoltaic Project #21 | CA | San Bernardino | S021B | IP | Solar Photovoltaic | PV | Electric Utility | 1 | 0.5 | 0.5 | 0.5
17609 | Southern California Edison Co | 57235 | Solar Photovoltaic Project #21 | CA | San Bernardino | S021C | IP | Solar Photovoltaic | PV | Electric Utility | 1 | 0.5 | 0.5 | 0.5
17609 | Southern California Edison Co | 57235 | Solar Photovoltaic Project #21 | CA | San Bernardino | S021D | IP | Solar Photovoltaic | PV | Electric Utility | 1 | 0.5 | 0.5 | 0.5
17609 | Southern California Edison Co | 57235 | Solar Photovoltaic Project #21 | CA | San Bernardino | S021E | IP | Solar Photovoltaic | PV | Electric Utility | 1 | 0.5 | 0.5 | 0.5
17609 | Southern California Edison Co | 57236 | Solar Photovoltaic Project #23 | CA | San Bernardino | S023F | IP | Solar Photovoltaic | PV | Electric Utility | 1 | 0.5 | 0.5 | 0.5
17609 | Southern California Edison Co | 57246 | Solar Photovoltaic Project #27 | CA | SAN BERNARDINO | S027E | IP | Solar Photovoltaic | PV | Electric Utility | 1 | 0.5 | 0.5 | 0.5
17609 | Southern California Edison Co | 57246 | Solar Photovoltaic Project #27 | CA | SAN BERNARDINO | S027F | IP | Solar Photovoltaic | PV | Electric Utility | 1 | 0.5 | 0.5 | 0.5
17609 | Southern California Edison Co | 57247 | Solar Photovoltaic Project #28 | CA | SAN BERNARDINO | S028H | IP | Solar Photovoltaic | PV | Electric Utility | 1 | 0.5 | 0.5 | 0.5
56769 | Consolidated Edison Development Inc. | 57256 | PA Solar Park | PA | Carbon | 2 | IP | Solar Photovoltaic | PV | IPP Non-CHP | 2 | 9.9 | 3.8 | 3.8
56640 | Rice Solar Energy LLC | 57276 | Rice Solar Energy | CA | RIVERSIDE | RSE1 | IP | Solar Thermal with Energy Storage | CP | Commercial Non-CHP | 4 | 170 | 150 | 150
59397 | NRG Solar Alpine | 57295 | Alpine Solar | CA | Los Angeles | 2 | IP | Solar Photovoltaic | PV | IPP Non-CHP | 2 | 66 | 66 | 66
11208 | Los Angeles Department of Water & Power | 57304 | Southern Owens Valley Solar Ranch | CA | Inyo | 1 | IP | Solar Photovoltaic | PV | Electric Utility | 1 | 200 | 200 | 200 | [5 empty] | Y
11208 | Los Angeles Department of Water & Power | 57307 | Van Norman Bypass Solar Project | CA | Los Angeles | 1 | IP | Solar Photovoltaic | PV | Electric Utility | 1 | 2 | 2 | 2 | [5 empty] | Y | [6 empty] | Y
11208 | Los Angeles Department of Water & Power | 57309 | Pacific Cruise Ship Terminals Berth 93 | CA | Los Angeles | 1 | RE | Solar Photovoltaic | PV | Commercial Non-CHP | 4 | 1.1 | 1.1 | 1.1 | 12 | 2014 |  |  |  | Y | [5 empty] | 1.1 | Y
11208 | Los Angeles Department of Water & Power | 57312 | LATTC South Campus Solar | CA | Los Angeles | 1 | IP | Solar Photovoltaic | PV | IPP Non-CHP | 2 | 1.1 | 1.1 | 1.1
803 | Arizona Public Service Co | 57324 | Luke Solar | AZ | Maricopa | PV1 | IP | Solar Photovoltaic | PV | Electric Utility | 1 | 15 | 12.8 | 14
56709 | Turning Point Solar LLC | 57371 | Turning Point Solar | OH | Noble | TPS51 | IP | Solar Photovoltaic | PV | IPP Non-CHP | 2 | 0 | [5 empty] | Y | [8 empty] | Y | Y
56709 | Turning Point Solar LLC | 57371 | Turning Point Solar | OH | Noble | TPS52 | IP | Solar Photovoltaic | PV | IPP Non-CHP | 2 | 0 | [5 empty] | Y | [8 empty] | Y | Y
59396 | Agua Caliente Solar | 57373 | Agua Caliente Solar Project | AZ | Yuma | AGU01 | IP | Solar Photovoltaic | PV | IPP Non-CHP | 2 | 290 | 290 | 290 | [5 empty] | Y | [7 empty] | Y
24211 | Tucson Electric Power Co | 57391 | TAA Solar Facility | AZ | Pima | TAA1 | IP | Solar Photovoltaic | PV | Electric Utility | 1 | 2.8 | 2.8 | 2.3 | [5 empty] | Y | [5 empty] | 1.2 | Y
14328 | Pacific Gas & Electric Co | 57521 | Giffen | CA | Fresno | 2 | IP | Solar Photovoltaic | PV | Electric Utility | 1 | 10 | 10 | 10
17609 | Southern California Edison Co | 57528 | Solar Photovoltaic Project #25 | CA | San Bernardino | S25A | IP | Solar Photovoltaic | PV | Electric Utility | 1 | 0.5 | 0.5 | 0.5
17609 | Southern California Edison Co | 57528 | Solar Photovoltaic Project #25 | CA | San Bernardino | S25B | IP | Solar Photovoltaic | PV | Electric Utility | 1 | 0.5 | 0.5 | 0.5
17609 | Southern California Edison Co | 57528 | Solar Photovoltaic Project #25 | CA | San Bernardino | S25C | IP | Solar Photovoltaic | PV | Electric Utility | 1 | 0.5 | 0.5 | 0.5
17609 | Southern California Edison Co | 57528 | Solar Photovoltaic Project #25 | CA | San Bernardino | S25D | IP | Solar Photovoltaic | PV | Electric Utility | 1 | 0.5 | 0.5 | 0.5
17609 | Southern California Edison Co | 57528 | Solar Photovoltaic Project #25 | CA | San Bernardino | S25E | IP | Solar Photovoltaic | PV | Electric Utility | 1 | 0.5 | 0.5 | 0.5
17609 | Southern California Edison Co | 57528 | Solar Photovoltaic Project #25 | CA | San Bernardino | S25F | IP | Solar Photovoltaic | PV | Electric Utility | 1 | 0.5 | 0.5 | 0.5
17609 | Southern California Edison Co | 57528 | Solar Photovoltaic Project #25 | CA | San Bernardino | S25G | IP | Solar Photovoltaic | PV | Electric Utility | 1 | 0.5 | 0.5 | 0.5
17609 | Southern California Edison Co | 57528 | Solar Photovoltaic Project #25 | CA | San Bernardino | S25H | IP | Solar Photovoltaic | PV | Electric Utility | 1 | 0.5 | 0.5 | 0.5
17609 | Southern California Edison Co | 57528 | Solar Photovoltaic Project #25 | CA | San Bernardino | S25I | IP | Solar Photovoltaic | PV | Electric Utility | 1 | 0.5 | 0.5 | 0.5
17609 | Southern California Edison Co | 57532 | Solar Photovoltaic Project #30 | CA | San Bernardino | S30A | IP | Solar Photovoltaic | PV | Electric Utility | 1 | 0.5 | 0.5 | 0.5
17609 | Southern California Edison Co | 57532 | Solar Photovoltaic Project #30 | CA | San Bernardino | S30B | IP | Solar Photovoltaic | PV | Electric Utility | 1 | 0.5 | 0.5 | 0.5
17609 | Southern California Edison Co | 57532 | Solar Photovoltaic Project #30 | CA | San Bernardino | S30C | IP | Solar Photovoltaic | PV | Electric Utility | 1 | 0.5 | 0.5 | 0.5
17609 | Southern California Edison Co | 57533 | Solar Photovoltaic Project #31 | CA | San Bernardino | S31A | IP | Solar Photovoltaic | PV | Electric Utility | 1 | 0.5 | 0.5 | 0.5
17609 | Southern California Edison Co | 57533 | Solar Photovoltaic Project #31 | CA | San Bernardino | S31B | IP | Solar Photovoltaic | PV | Electric Utility | 1 | 0.5 | 0.5 | 0.5
17609 | Southern California Edison Co | 57537 | SPVP #35 | CA | Kern | 35H | IP | Solar Photovoltaic | PV | Electric Utility | 1 | 0.5 | 0.5 | 0.5
17609 | Southern California Edison Co | 57537 | SPVP #35 | CA | Kern | 35I | IP | Solar Photovoltaic | PV | Electric Utility | 1 | 0.5 | 0.5 | 0.5
17609 | Southern California Edison Co | 57537 | SPVP #35 | CA | Kern | 35J | IP | Solar Photovoltaic | PV | Electric Utility | 1 | 0.5 | 0.5 | 0.5
17609 | Southern California Edison Co | 57537 | SPVP #35 | CA | Kern | 35K | IP | Solar Photovoltaic | PV | Electric Utility | 1 | 0.5 | 0.5 | 0.5
17609 | Southern California Edison Co | 57537 | SPVP #35 | CA | Kern | 35L | IP | Solar Photovoltaic | PV | Electric Utility | 1 | 0.5 | 0.5 | 0.5
17609 | Southern California Edison Co | 57537 | SPVP #35 | CA | Kern | 35M | IP | Solar Photovoltaic | PV | Electric Utility | 1 | 0.5 | 0.5 | 0.5
17609 | Southern California Edison Co | 57537 | SPVP #35 | CA | Kern | 35N | IP | Solar Photovoltaic | PV | Electric Utility | 1 | 0.5 | 0.5 | 0.5
17609 | Southern California Edison Co | 57537 | SPVP #35 | CA | Kern | S35A | IP | Solar Photovoltaic | PV | Electric Utility | 1 | 0.5 | 0.5 | 0.5
17609 | Southern California Edison Co | 57537 | SPVP #35 | CA | Kern | S35B | IP | Solar Photovoltaic | PV | Electric Utility | 1 | 0.5 | 0.5 | 0.5
17609 | Southern California Edison Co | 57537 | SPVP #35 | CA | Kern | S35C | IP | Solar Photovoltaic | PV | Electric Utility | 1 | 0.5 | 0.5 | 0.5
17609 | Southern California Edison Co | 57537 | SPVP #35 | CA | Kern | S35D | IP | Solar Photovoltaic | PV | Electric Utility | 1 | 0.5 | 0.5 | 0.5
17609 | Southern California Edison Co | 57537 | SPVP #35 | CA | Kern | S35E | IP | Solar Photovoltaic | PV | Electric Utility | 1 | 0.5 | 0.5 | 0.5
17609 | Southern California Edison Co | 57537 | SPVP #35 | CA | Kern | S35F | IP | Solar Photovoltaic | PV | Electric Utility | 1 | 0.5 | 0.5 | 0.5
17609 | Southern California Edison Co | 57537 | SPVP #35 | CA | Kern | S35G | IP | Solar Photovoltaic | PV | Electric Utility | 1 | 0.5 | 0.5 | 0.5
17609 | Southern California Edison Co | 57538 | Solar Photovoltaic Project #40 | CA | San Bernardino | S40A | IP | Solar Photovoltaic | PV | Electric Utility | 1 | 0.5 | 0.5 | 0.5
17609 | Southern California Edison Co | 57538 | Solar Photovoltaic Project #40 | CA | San Bernardino | S40B | IP | Solar Photovoltaic | PV | Electric Utility | 1 | 0.5 | 0.5 | 0.5
17609 | Southern California Edison Co | 57538 | Solar Photovoltaic Project #40 | CA | San Bernardino | S40C | IP | Solar Photovoltaic | PV | Electric Utility | 1 | 0.5 | 0.5 | 0.5
17609 | Southern California Edison Co | 57538 | Solar Photovoltaic Project #40 | CA | San Bernardino | S40D | IP | Solar Photovoltaic | PV | Electric Utility | 1 | 0.5 | 0.5 | 0.5
17609 | Southern California Edison Co | 57538 | Solar Photovoltaic Project #40 | CA | San Bernardino | S40E | IP | Solar Photovoltaic | PV | Electric Utility | 1 | 0.5 | 0.5 | 0.5
17609 | Southern California Edison Co | 57538 | Solar Photovoltaic Project #40 | CA | San Bernardino | S40F | IP | Solar Photovoltaic | PV | Electric Utility | 1 | 0.5 | 0.5 | 0.5
17609 | Southern California Edison Co | 57538 | Solar Photovoltaic Project #40 | CA | San Bernardino | S40G | IP | Solar Photovoltaic | PV | Electric Utility | 1 | 0.5 | 0.5 | 0.5
17609 | Southern California Edison Co | 57538 | Solar Photovoltaic Project #40 | CA | San Bernardino | S40H | IP | Solar Photovoltaic | PV | Electric Utility | 1 | 0.5 | 0.5 | 0.5
17609 | Southern California Edison Co | 57538 | Solar Photovoltaic Project #40 | CA | San Bernardino | S40I | IP | Solar Photovoltaic | PV | Electric Utility | 1 | 0.5 | 0.5 | 0.5
17609 | Southern California Edison Co | 57538 | Solar Photovoltaic Project #40 | CA | San Bernardino | S40J | IP | Solar Photovoltaic | PV | Electric Utility | 1 | 0.5 | 0.5 | 0.5
17609 | Southern California Edison Co | 57538 | Solar Photovoltaic Project #40 | CA | San Bernardino | S40K | IP | Solar Photovoltaic | PV | Electric Utility | 1 | 0.5 | 0.5 | 0.5
17609 | Southern California Edison Co | 57538 | Solar Photovoltaic Project #40 | CA | San Bernardino | S40L | IP | Solar Photovoltaic | PV | Electric Utility | 1 | 0.5 | 0.5 | 0.5
17609 | Southern California Edison Co | 57538 | Solar Photovoltaic Project #40 | CA | San Bernardino | S40M | IP | Solar Photovoltaic | PV | Electric Utility | 1 | 0.5 | 0.5 | 0.5
17609 | Southern California Edison Co | 57538 | Solar Photovoltaic Project #40 | CA | San Bernardino | S40N | IP | Solar Photovoltaic | PV | Electric Utility | 1 | 0.5 | 0.5 | 0.5
17609 | Southern California Edison Co | 57538 | Solar Photovoltaic Project #40 | CA | San Bernardino | S40O | IP | Solar Photovoltaic | PV | Electric Utility | 1 | 0.5 | 0.5 | 0.5
17609 | Southern California Edison Co | 57538 | Solar Photovoltaic Project #40 | CA | San Bernardino | S40P | IP | Solar Photovoltaic | PV | Electric Utility | 1 | 0.5 | 0.5 | 0.5
17609 | Southern California Edison Co | 57538 | Solar Photovoltaic Project #40 | CA | San Bernardino | S40Q | IP | Solar Photovoltaic | PV | Electric Utility | 1 | 0.5 | 0.5 | 0.5
17609 | Southern California Edison Co | 57538 | Solar Photovoltaic Project #40 | CA | San Bernardino | S40R | IP | Solar Photovoltaic | PV | Electric Utility | 1 | 0.5 | 0.5 | 0.5
17609 | Southern California Edison Co | 57538 | Solar Photovoltaic Project #40 | CA | San Bernardino | S40S | IP | Solar Photovoltaic | PV | Electric Utility | 1 | 0.5 | 0.5 | 0.5
17609 | Southern California Edison Co | 57538 | Solar Photovoltaic Project #40 | CA | San Bernardino | S40T | IP | Solar Photovoltaic | PV | Electric Utility | 1 | 0.5 | 0.5 | 0.5
17609 | Southern California Edison Co | 57539 | Solar Photovoltaic Project #41 | CA | San Bernardino | S41A | IP | Solar Photovoltaic | PV | Electric Utility | 1 | 0.5 | 0.5 | 0.5
17609 | Southern California Edison Co | 57539 | Solar Photovoltaic Project #41 | CA | San Bernardino | S41B | IP | Solar Photovoltaic | PV | Electric Utility | 1 | 0.5 | 0.5 | 0.5
17609 | Southern California Edison Co | 57539 | Solar Photovoltaic Project #41 | CA | San Bernardino | S41C | IP | Solar Photovoltaic | PV | Electric Utility | 1 | 0.5 | 0.5 | 0.5
17609 | Southern California Edison Co | 57539 | Solar Photovoltaic Project #41 | CA | San Bernardino | S41D | IP | Solar Photovoltaic | PV | Electric Utility | 1 | 0.5 | 0.5 | 0.5
17609 | Southern California Edison Co | 57539 | Solar Photovoltaic Project #41 | CA | San Bernardino | S41E | IP | Solar Photovoltaic | PV | Electric Utility | 1 | 0.5 | 0.5 | 0.5
17609 | Southern California Edison Co | 57539 | Solar Photovoltaic Project #41 | CA | San Bernardino | S41F | IP | Solar Photovoltaic | PV | Electric Utility | 1 | 0.5 | 0.5 | 0.5
17609 | Southern California Edison Co | 57539 | Solar Photovoltaic Project #41 | CA | San Bernardino | S41G | IP | Solar Photovoltaic | PV | Electric Utility | 1 | 0.5 | 0.5 | 0.5
17609 | Southern California Edison Co | 57539 | Solar Photovoltaic Project #41 | CA | San Bernardino | S41H | IP | Solar Photovoltaic | PV | Electric Utility | 1 | 0.5 | 0.5 | 0.5
17609 | Southern California Edison Co | 57539 | Solar Photovoltaic Project #41 | CA | San Bernardino | S41I | IP | Solar Photovoltaic | PV | Electric Utility | 1 | 0.5 | 0.5 | 0.5
17609 | Southern California Edison Co | 57539 | Solar Photovoltaic Project #41 | CA | San Bernardino | S41J | IP | Solar Photovoltaic | PV | Electric Utility | 1 | 0.5 | 0.5 | 0.5
17609 | Southern California Edison Co | 57539 | Solar Photovoltaic Project #41 | CA | San Bernardino | S41K | IP | Solar Photovoltaic | PV | Electric Utility | 1 | 0.5 | 0.5 | 0.5
17609 | Southern California Edison Co | 57539 | Solar Photovoltaic Project #41 | CA | San Bernardino | S41L | IP | Solar Photovoltaic | PV | Electric Utility | 1 | 0.5 | 0.5 | 0.5
17609 | Southern California Edison Co | 57539 | Solar Photovoltaic Project #41 | CA | San Bernardino | S41M | IP | Solar Photovoltaic | PV | Electric Utility | 1 | 0.5 | 0.5 | 0.5
17609 | Southern California Edison Co | 57539 | Solar Photovoltaic Project #41 | CA | San Bernardino | S41N | IP | Solar Photovoltaic | PV | Electric Utility | 1 | 0.5 | 0.5 | 0.5
17609 | Southern California Edison Co | 57539 | Solar Photovoltaic Project #41 | CA | San Bernardino | S41O | IP | Solar Photovoltaic | PV | Electric Utility | 1 | 0.5 | 0.5 | 0.5
17609 | Southern California Edison Co | 57539 | Solar Photovoltaic Project #41 | CA | San Bernardino | S41P | IP | Solar Photovoltaic | PV | Electric Utility | 1 | 0.5 | 0.5 | 0.5
17609 | Southern California Edison Co | 57539 | Solar Photovoltaic Project #41 | CA | San Bernardino | S41Q | IP | Solar Photovoltaic | PV | Electric Utility | 1 | 0.5 | 0.5 | 0.5
17609 | Southern California Edison Co | 57539 | Solar Photovoltaic Project #41 | CA | San Bernardino | S41R | IP | Solar Photovoltaic | PV | Electric Utility | 1 | 0.5 | 0.5 | 0.5
17609 | Southern California Edison Co | 57539 | Solar Photovoltaic Project #41 | CA | San Bernardino | S41S | IP | Solar Photovoltaic | PV | Electric Utility | 1 | 0.5 | 0.5 | 0.5
17609 | Southern California Edison Co | 57539 | Solar Photovoltaic Project #41 | CA | San Bernardino | S41T | IP | Solar Photovoltaic | PV | Electric Utility | 1 | 0.5 | 0.5 | 0.5
17609 | Southern California Edison Co | 57541 | Solar Photovoltaic Project #45 | CA | Riverside | S45A | IP | Solar Photovoltaic | PV | Electric Utility | 1 | 0.5 | 0.5 | 0.5
17609 | Southern California Edison Co | 57541 | Solar Photovoltaic Project #45 | CA | Riverside | S45B | IP | Solar Photovoltaic | PV | Electric Utility | 1 | 0.5 | 0.5 | 0.5
17609 | Southern California Edison Co | 57541 | Solar Photovoltaic Project #45 | CA | Riverside | S45C | IP | Solar Photovoltaic | PV | Electric Utility | 1 | 0.5 | 0.5 | 0.5
17609 | Southern California Edison Co | 57541 | Solar Photovoltaic Project #45 | CA | Riverside | S45D | IP | Solar Photovoltaic | PV | Electric Utility | 1 | 0.5 | 0.5 | 0.5
17609 | Southern California Edison Co | 57541 | Solar Photovoltaic Project #45 | CA | Riverside | S45E | IP | Solar Photovoltaic | PV | Electric Utility | 1 | 0.5 | 0.5 | 0.5
17609 | Southern California Edison Co | 57541 | Solar Photovoltaic Project #45 | CA | Riverside | S45F | IP | Solar Photovoltaic | PV | Electric Utility | 1 | 0.5 | 0.5 | 0.5
17609 | Southern California Edison Co | 57541 | Solar Photovoltaic Project #45 | CA | Riverside | S45G | IP | Solar Photovoltaic | PV | Electric Utility | 1 | 0.5 | 0.5 | 0.5
17609 | Southern California Edison Co | 57541 | Solar Photovoltaic Project #45 | CA | Riverside | S45H | IP | Solar Photovoltaic | PV | Electric Utility | 1 | 0.5 | 0.5 | 0.5
17609 | Southern California Edison Co | 57541 | Solar Photovoltaic Project #45 | CA | Riverside | S45I | IP | Solar Photovoltaic | PV | Electric Utility | 1 | 0.5 | 0.5 | 0.5
17609 | Southern California Edison Co | 57541 | Solar Photovoltaic Project #45 | CA | Riverside | S45J | IP | Solar Photovoltaic | PV | Electric Utility | 1 | 0.5 | 0.5 | 0.5
17609 | Southern California Edison Co | 57541 | Solar Photovoltaic Project #45 | CA | Riverside | S45K | IP | Solar Photovoltaic | PV | Electric Utility | 1 | 0.5 | 0.5 | 0.5
17609 | Southern California Edison Co | 57541 | Solar Photovoltaic Project #45 | CA | Riverside | S45L | IP | Solar Photovoltaic | PV | Electric Utility | 1 | 0.5 | 0.5 | 0.5
17609 | Southern California Edison Co | 57543 | Solar Photovoltaic Project #47 | CA | Los Angeles | S47A | IP | Solar Photovoltaic | PV | Electric Utility | 1 | 0.5 | 0.5 | 0.5
17609 | Southern California Edison Co | 57543 | Solar Photovoltaic Project #47 | CA | Los Angeles | S47B | IP | Solar Photovoltaic | PV | Electric Utility | 1 | 0.5 | 0.5 | 0.5
17609 | Southern California Edison Co | 57545 | SPVP #46 | CA | Kern | S46A | IP | Solar Photovoltaic | PV | Electric Utility | 1 | 0.5 | 0.5 | 0.5
17609 | Southern California Edison Co | 57545 | SPVP #46 | CA | Kern | S46B | IP | Solar Photovoltaic | PV | Electric Utility | 1 | 0.5 | 0.5 | 0.5
17609 | Southern California Edison Co | 57545 | SPVP #46 | CA | Kern | S46C | IP | Solar Photovoltaic | PV | Electric Utility | 1 | 0.5 | 0.5 | 0.5
17609 | Southern California Edison Co | 57545 | SPVP #46 | CA | Kern | S46D | IP | Solar Photovoltaic | PV | Electric Utility | 1 | 0.5 | 0.5 | 0.5
17609 | Southern California Edison Co | 57545 | SPVP #46 | CA | Kern | S46E | IP | Solar Photovoltaic | PV | Electric Utility | 1 | 0.5 | 0.5 | 0.5
17609 | Southern California Edison Co | 57545 | SPVP #46 | CA | Kern | S46F | IP | Solar Photovoltaic | PV | Electric Utility | 1 | 0.5 | 0.5 | 0.5
17609 | Southern California Edison Co | 57545 | SPVP #46 | CA | Kern | S46G | IP | Solar Photovoltaic | PV | Electric Utility | 1 | 0.5 | 0.5 | 0.5
58863 | Main Street Power | 57765 | Arizona Western College PV | AZ | Yuma | GV1 | RE | Solar Photovoltaic | PV | IPP Non-CHP | 2 | 0.5 | 0.5 | 0.5 | 10 | 2014 | Y |  |  |  |  | N |  |  |  | 0.5 | Y
58863 | Main Street Power | 57765 | Arizona Western College PV | AZ | Yuma | GV2 | RE | Solar Photovoltaic | PV | IPP Non-CHP | 2 | 0.5 | 0.5 | 0.5 | 10 | 2014 | Y |  |  |  |  | N |  |  |  | 0.5 | Y
57278 | Hidden Hills Solar II LLC | 57906 | Hidden Hills Solar Plant 2 | CA | Inyo | 1 | IP | Solar Thermal without Energy Storage | ST | IPP Non-CHP | 2 | 250 | 250 | 250
15399 | Avangrid Renewables Inc | 57921 | Kettleman Solar | CA | Kings | 1 | IP | Solar Photovoltaic | PV | IPP Non-CHP | 2 | 22 | 22 | 22
15399 | Avangrid Renewables Inc | 57922 | Dry Lake Solar | AZ | Navajo | 1 | IP | Solar Photovoltaic | PV | IPP Non-CHP | 2 | 50 | 50 | 50
15399 | Avangrid Renewables Inc | 57923 | Tierra Bonita Solar | CA | Los Angeles | 1 | IP | Solar Photovoltaic | PV | IPP Non-CHP | 2 | 22 | 22 | 22
15399 | Avangrid Renewables Inc | 57924 | Klamath Solar | OR | Klamath | 1 | IP | Solar Photovoltaic | PV | IPP Non-CHP | 2 | 5 | 5 | 5
57331 | Soitec Solar Development LLC | 57957 | LanEast Solar Farm LLC | CA | San Diego | 1 | IP | Solar Photovoltaic | PV | IPP Non-CHP | 2 | 20 | 20 | 20
57331 | Soitec Solar Development LLC | 57958 | LanWest Solar Farm LLC | CA | San Diego | 1 | IP | Solar Photovoltaic | PV | IPP Non-CHP | 2 | 5 | 5 | 5
57331 | Soitec Solar Development LLC | 57961 | Tierra Del Sol Solar Farm LLC | CA | San Diego | 1 | IP | Solar Photovoltaic | PV | IPP Non-CHP | 2 | 45 | 45 | 45
57411 | KDC Solar O&M LLC | 58364 | Mountain Creek Solar Facility | NJ | Sussex | MC | IP | Solar Photovoltaic | PV | Commercial Non-CHP | 4 | 4.6 | 4.6 | 4.6
58549 | County of Alameda GSA | 58625 | Santa Rita Jail | CA | Alameda | SRJPV | RE | Solar Photovoltaic | PV | IPP Non-CHP | 2 | 0.8 | 0.7 | 0.5 | 1 | 2014 |  |  | Y | Y | [5 empty] | 0.8 | Y
58588 | National Solar Power Partners LLC | 58637 | Hardee County Solar Farms 1 LLC | FL | Hardee | HCSF1 | IP | Solar Photovoltaic | PV | IPP Non-CHP | 2 | 20 | 20 | 20 |  |  |  | Y | [8 empty] | Y
58658 | Sunlight Partners | 58723 | Colin Solar | NC | Rutherford | PV1 | IP | Solar Photovoltaic | PV | IPP Non-CHP | 2 | 4 | 4 | 4 | [5 empty] | Y | [6 empty] | Y
58658 | Sunlight Partners | 58724 | Duck Solar | NC | Rutherford | PV1 | IP | Solar Photovoltaic | PV | IPP Non-CHP | 2 | 5 | 5 | 5 | [5 empty] | Y | [6 empty] | Y
58658 | Sunlight Partners | 58727 | Hawkins Solar | NC | Rockingham | PV1 | IP | Solar Photovoltaic | PV | IPP Non-CHP | 2 | 5 | 5 | 5 | [5 empty] | Y | [6 empty] | Y
58658 | Sunlight Partners | 58728 | Katherine Solar | NC | Alamance | PV1 | IP | Solar Photovoltaic | PV | IPP Non-CHP | 2 | 5 | 5 | 5 | [5 empty] | Y | [6 empty] | Y
58658 | Sunlight Partners | 58733 | Austin Solar | NC | Catawba | PV1 | IP | Solar Photovoltaic | PV | IPP Non-CHP | 2 | 2 | 2 | 2 | [5 empty] | Y | [6 empty] | Y
58658 | Sunlight Partners | 58737 | Binks Solar | NC | Orange | PV1 | IP | Solar Photovoltaic | PV | IPP Non-CHP | 2 | 4 | 4 | 4 | [5 empty] | Y | [6 empty] | Y
58658 | Sunlight Partners | 58743 | RJ Solar | NC | Catawba | PV1 | IP | Solar Photovoltaic | PV | IPP Non-CHP | 2 | 5 | 5 | 5 | [5 empty] | Y | [6 empty] | Y
58658 | Sunlight Partners | 58744 | Shadow Solar | NC | Rutherford | PV1 | IP | Solar Photovoltaic | PV | IPP Non-CHP | 2 | 3 | 3 | 3 | [5 empty] | Y | [6 empty] | Y
58694 | Argand Energy Solutions, LLC | 58804 | McCaskey Solar Farm, LLC | NC | Martin | INV1 | IP | Solar Photovoltaic | PV | IPP Non-CHP | 2 | 0.3 | 0.3 | 0.3
58694 | Argand Energy Solutions, LLC | 58804 | McCaskey Solar Farm, LLC | NC | Martin | INV2 | IP | Solar Photovoltaic | PV | IPP Non-CHP | 2 | 0.3 | 0.3 | 0.3
58694 | Argand Energy Solutions, LLC | 58804 | McCaskey Solar Farm, LLC | NC | Martin | INV3 | IP | Solar Photovoltaic | PV | IPP Non-CHP | 2 | 0.3 | 0.3 | 0.3
58694 | Argand Energy Solutions, LLC | 58804 | McCaskey Solar Farm, LLC | NC | Martin | INV4 | IP | Solar Photovoltaic | PV | IPP Non-CHP | 2 | 0.3 | 0.3 | 0.3
58694 | Argand Energy Solutions, LLC | 58804 | McCaskey Solar Farm, LLC | NC | Martin | INV5 | IP | Solar Photovoltaic | PV | IPP Non-CHP | 2 | 0.3 | 0.3 | 0.3
58694 | Argand Energy Solutions, LLC | 58804 | McCaskey Solar Farm, LLC | NC | Martin | INV6 | IP | Solar Photovoltaic | PV | IPP Non-CHP | 2 | 0.3 | 0.3 | 0.3
58694 | Argand Energy Solutions, LLC | 58804 | McCaskey Solar Farm, LLC | NC | Martin | INV7 | IP | Solar Photovoltaic | PV | IPP Non-CHP | 2 | 0.3 | 0.3 | 0.3
58694 | Argand Energy Solutions, LLC | 58804 | McCaskey Solar Farm, LLC | NC | Martin | INV8 | IP | Solar Photovoltaic | PV | IPP Non-CHP | 2 | 0.3 | 0.3 | 0.3
59856 | Maverick Solar LLC | 59016 | Maverick Solar | NC | Randolph | GEN 1 | IP | Solar Photovoltaic | PV | IPP Non-CHP | 2 | 3 | 3 | 3 | [5 empty] | Y | [6 empty] | Y
58523 | Enerdyne Power Systems Inc | 59036 | Onslow Energy | NC | Onslow | GEN 1 | IP | Solar Photovoltaic | PV | IPP Non-CHP | 2 | 1.5 | 1.5 | 1.5
58695 | Coronal Development Services | 59159 | Tower Solar Center LLC | NC | Lincoln | TSC 1 | IP | Solar Photovoltaic | PV | IPP Non-CHP | 2 | 5 | 5 | 5
58695 | Coronal Development Services | 59160 | Pinewood Solar Center LLC | NC | Rockingham | PSC 1 | IP | Solar Photovoltaic | PV | IPP Non-CHP | 2 | 5 | 5 | 5
58695 | Coronal Development Services | 59161 | Lake Solar Center LLC | NC | Wilson | LSC 1 | IP | Solar Photovoltaic | PV | IPP Non-CHP | 2 | 5 | 5 | 5
58695 | Coronal Development Services | 59165 | Mason Solar Center LLC | NC | Pitt | MSC 1 | IP | Solar Photovoltaic | PV | IPP Non-CHP | 2 | 15.3 | 15.3 | 15.3
59001 | Faison Farm LLC | 59208 | Faison Farm | NC | Duplin | PV1 | IP | Solar Photovoltaic | PV | IPP Non-CHP | 2 | 5 | 5 | 5
59003 | Jackson Solar Farm LLC | 59210 | Jackson Solar Farm | NC | Union | PV1 | IP | Solar Photovoltaic | PV | IPP Non-CHP | 2 | 5 | 5 | 5
59008 | Guersney Holdings LLC | 59214 | Guernsey Holdings | NC | Anson | PV1 | IP | Solar Photovoltaic | PV | IPP Non-CHP | 2 | 5 | 5 | 5
59009 | Hereford Holdings LLC | 59215 | Hereford Holdings` | NC | Rutherford | PV1 | IP | Solar Photovoltaic | PV | IPP Non-CHP | 2 | 5 | 5 | 5
59010 | Rhubarb One LLC | 59216 | Rhubarb One | NC | Robeson | PV1 | IP | Solar Photovoltaic | PV | IPP Non-CHP | 2 | 5 | 5 | 5
59000 | Holger Holdings LLC | 59218 | Holger Holdings | NC | Sampson | PV1 | IP | Solar Photovoltaic | PV | IPP Non-CHP | 2 | 5 | 5 | 5
58661 | Sustainable Power Group, LLC | 59263 | Con Dios Solar 3 | CA | San Bernardino | COND3 | IP | Solar Photovoltaic | PV | IPP Non-CHP | 2 | 1.5 | 1.5 | 1.5
58661 | Sustainable Power Group, LLC | 59264 | Con Dios Solar 11 | CA | San Bernardino | CON11 | IP | Solar Photovoltaic | PV | IPP Non-CHP | 2 | 1.5 | 1.5 | 1.5
59315 | Bradley Farm LLC | 59568 | Bradley Farm | NC | Cleveland | PV1 | IP | Solar Photovoltaic | PV | IPP Non-CHP | 2 | 5 | 5 | 5
59321 | Millikan Farm, LLC | 59576 | Millikan Farm | NC | Randolph | PV1 | IP | Solar Photovoltaic | PV | IPP Non-CHP | 2 | 5 | 5 | 5 | [5 empty] | Y | [6 empty] | Y
59325 | North Siler Farm, LLC | 59580 | North Siler Farm | NC | Chatham | PV1 | IP | Solar Photovoltaic | PV | IPP Non-CHP | 2 | 5 | 5 | 5 | [5 empty] | Y | [6 empty] | Y
59329 | Wellons Farm, LLC | 59584 | Wellons Farm | NC | Johnston | PV1 | IP | Solar Photovoltaic | PV | IPP Non-CHP | 2 | 5 | 5 | 5 | [5 empty] | Y | [6 empty] | Y
59330 | Wommack Farm, LLC | 59585 | Wommack Farm | NC | Lenoir | PV1 | IP | Solar Photovoltaic | PV | IPP Non-CHP | 2 | 5 | 5 | 5 | [5 empty] | Y | [6 empty] | Y
59333 | Pit 64 Farm, LLC | 59588 | Pit 64 | NC | Chatham | PV1 | IP | Solar Photovoltaic | PV | IPP Non-CHP | 2 | 5 | 5 | 5 | [5 empty] | Y | [6 empty] | Y
59335 | Sandy Ridge Solar Farm, LLC | 59590 | Sandy Ridge Solar Farm | NC | Stokes | PV1 | IP | Solar Photovoltaic | PV | IPP Non-CHP | 2 | 5 | 5 | 5
59339 | Spring Valley Farm, LLC | 59594 | Spring Valley Farm | NC | Vance | PV1 | IP | Solar Photovoltaic | PV | IPP Non-CHP | 2 | 5 | 5 | 5
59355 | LKL Kingfisher, LLC | 59612 | LKL Kingfisher, LLC | FL | Polk | LKLKF | IP | Solar Photovoltaic | PV | IPP Non-CHP | 2 | 6 | 6 | 6
59401 | Jamesville Solar LLC | 59640 | Jamesville Solar | NC | Martin | 5MWPV | IP | Solar Photovoltaic | PV | IPP Non-CHP | 2 | 5 | 5 | 5 |  |  |  | N |  | Y | [5 empty] | 6.2 | Y
59405 | Weldon Solar LLC | 59644 | Weldon Solar | NC | Halifax | 5MWPV | IP | Solar Photovoltaic | PV | IPP Non-CHP | 2 | 5 | 5 | 5 |  |  |  | Y | [7 empty] | 6.2 | Y
59442 | Innovative Solar 33, LLC | 59672 | Innovative Solar 33 | NC | Cleveland | IS033 | IP | Solar Photovoltaic | PV | IPP Non-CHP | 2 | 30.5 | 30.5 | 30.5
59444 | Innovative Solar 38, LLC | 59674 | Innovative Solar 38 | NC | Duplin | IS038 | IP | Solar Photovoltaic | PV | IPP Non-CHP | 2 | 34 | 34 | 34
59450 | Innovative Solar 71, LLC | 59680 | Innovative Solar 71 | NC | Columbus | IS071 | IP | Solar Photovoltaic | PV | IPP Non-CHP | 2 | 5 | 5 | 5
59451 | Innovative Solar 72, LLC | 59681 | Innovative Solar 72 | NC | Columbus | IS072 | IP | Solar Photovoltaic | PV | IPP Non-CHP | 2 | 33.5 | 33.5 | 33.5
59480 | Aulander Solar LLC | 59707 | Aulander Solar | NC | Hertford | 5MWPV | IP | Solar Photovoltaic | PV | IPP Non-CHP | 2 | 5 | 5 | 5
11208 | Los Angeles Department of Water & Power | 59799 | Foothill Solar Project | CA | Los Angeles | W4528 | IP | Solar Photovoltaic | PV | IPP Non-CHP | 2 | 1.1 | 1.1 | 1.1
59992 | Caprock Solar 2, LLC | 59846 | Caprock Solar 2 LLC | NM | Quay | PV1 | IP | Solar Photovoltaic | PV | IPP Non-CHP | 2 | 30 | 30 | 30
59735 | Enerparc CA2, LLC | 59978 | Enerparc CA2, LLC | CA | Glenn | ECA22 | IP | Solar Photovoltaic | PV | IPP Non-CHP | 2 | 1.5 | 1.5 | 1.5
59940 | McDougald Solar, LLC | 60148 | McDougald Solar, LLC | NC | Harnett | FLS1 | IP | Solar Photovoltaic | PV | IPP Non-CHP | 2 | 4.9 | 4.9 | 4.9 | [5 empty] | Y | [5 empty] | 6.5 | Y