## Operable
Utility ID | Utility Name | Plant Code | Plant Name | State | County | Generator ID | Status | Technology | Prime Mover | Sector Name | Sector | Nameplate Capacity (MW) | Summer Capacity (MW) | Winter Capacity (MW) | Energy Source 1 | Energy Source 2 | Cofire Fuels? | Cofire Energy Source 1 | Cofire Energy Source 2 | Cofire Energy Source 3 | Cofire Energy Source 4 | Cofire Energy Source 5 | Cofire Energy Source 6 | Switch Between Oil and Natural Gas? | Switch When Operating? | Net Summer Capacity with Natural Gas (MW) | Net Winter Capacity with Natural Gas (MW) | Net Summer Capacity with Oil (MW) | Net Winter Capacity with Oil (MW) | Time to Switch From Gas to Oil | Time to Switch From Oil to Gas | Factors that Limit Switching? | Storage Limits? | Air Permit Limits? | Other Limits?
195 | Alabama Power Co | 10 | Greene County | AL | Greene | GT10 | OP | Natural Gas Fired Combustion Turbine | GT | Electric Utility | 1 | 80 | 85 | 101 | NG | DFO | N | [6 empty] | Y | Y | 80 | 101 | 80 | 101 | 1H | 1H | Y |  |  | Y
195 | Alabama Power Co | 10 | Greene County | AL | Greene | GT2 | OP | Natural Gas Fired Combustion Turbine | GT | Electric Utility | 1 | 80 | 84 | 100 | NG | DFO | N | [6 empty] | Y | Y | 80 | 100 | 80 | 100 | 1H | 1H | Y |  |  | Y
195 | Alabama Power Co | 10 | Greene County | AL | Greene | GT3 | OP | Natural Gas Fired Combustion Turbine | GT | Electric Utility | 1 | 80 | 82 | 98 | NG | DFO | N | [6 empty] | Y | Y | 80 | 98 | 80 | 98 | 1H | 1H | Y |  |  | Y
195 | Alabama Power Co | 10 | Greene County | AL | Greene | GT4 | OP | Natural Gas Fired Combustion Turbine | GT | Electric Utility | 1 | 80 | 81 | 97 | NG | DFO | N | [6 empty] | Y | Y | 80 | 97 | 80 | 97 | 1H | 1H | Y |  |  | Y
195 | Alabama Power Co | 10 | Greene County | AL | Greene | GT5 | OP | Natural Gas Fired Combustion Turbine | GT | Electric Utility | 1 | 80 | 82 | 98 | NG | DFO | N | [6 empty] | Y | Y | 80 | 98 | 80 | 98 | 1H | 1H | Y |  |  | Y
195 | Alabama Power Co | 10 | Greene County | AL | Greene | GT6 | OP | Natural Gas Fired Combustion Turbine | GT | Electric Utility | 1 | 80 | 81 | 97 | NG | DFO | N | [6 empty] | Y | Y | 80 | 97 | 80 | 97 | 1H | 1H | Y |  |  | Y
195 | Alabama Power Co | 10 | Greene County | AL | Greene | GT7 | OP | Natural Gas Fired Combustion Turbine | GT | Electric Utility | 1 | 80 | 80 | 96 | NG | DFO | N | [6 empty] | Y | Y | 80 | 96 | 80 | 96 | 1H | 1H | Y |  |  | Y
195 | Alabama Power Co | 10 | Greene County | AL | Greene | GT8 | OP | Natural Gas Fired Combustion Turbine | GT | Electric Utility | 1 | 80 | 83 | 99 | NG | DFO | N | [6 empty] | Y | Y | 80 | 99 | 80 | 99 | 1H | 1H | Y |  |  | Y
195 | Alabama Power Co | 10 | Greene County | AL | Greene | GT9 | OP | Natural Gas Fired Combustion Turbine | GT | Electric Utility | 1 | 80 | 82 | 98 | NG | DFO | N | [6 empty] | Y | Y | 80 | 98 | 80 | 98 | 1H | 1H | Y |  |  | Y
29305 | City of Madelia - (MN) | 30 | Madelia | MN | WATONWAN | 1 | OP | Natural Gas Internal Combustion Engine | IC | Electric Utility | 1 | 3.1 | 3.1 | 3.1 | NG | DFO | Y | DFO | NG |  |  |  |  | Y | Y | 3.1 | 3.1 | 3.1 | 3.1 | 1H | 1H | Y | Y
29305 | City of Madelia - (MN) | 30 | Madelia | MN | WATONWAN | 2 | OP | Natural Gas Internal Combustion Engine | IC | Electric Utility | 1 | 2 | 1.5 | 2 | NG | DFO | Y | NG | DFO |  |  |  |  | Y | Y | 1.8 | 1.8 | 2 | 2 | 1H | 1H | Y | Y
29305 | City of Madelia - (MN) | 30 | Madelia | MN | WATONWAN | 3 | OP | Natural Gas Internal Combustion Engine | IC | Electric Utility | 1 | 1.1 | 0.9 | 1 | NG | DFO | Y | NG | DFO |  |  |  |  | Y | Y | 0.9 | 0.9 | 0.9 | 0.9 | 1H | 1H | Y | Y
29305 | City of Madelia - (MN) | 30 | Madelia | MN | WATONWAN | 4 | OP | Natural Gas Internal Combustion Engine | IC | Electric Utility | 1 | 4.3 | 3.7 | 4 | NG | DFO | Y | NG | DFO |  |  |  |  | Y | Y | 3.75 | 3.75 | 4.3 | 4.3 | 1H | 1H | Y | Y
29305 | City of Madelia - (MN) | 30 | Madelia | MN | WATONWAN | 5 | OP | Natural Gas Internal Combustion Engine | IC | Electric Utility | 1 | 1.3 | 1.1 | 1.2 | NG | DFO | Y | NG | DFO |  |  |  |  | Y | Y | 1.1 | 1.1 | 1.2 | 1.2 | 1H | 1H | Y |  | Y
18642 | Tennessee Valley Authority | 47 | Colbert | AL | Colbert | GT1 | OP | Natural Gas Fired Combustion Turbine | GT | Electric Utility | 1 | 59.5 | 45.4 | 60.8 | NG | DFO | N | [6 empty] | Y | Y | 48.8 | 60.8 | 47.5 | 59.1 | 1H | 1H | Y |  | Y
18642 | Tennessee Valley Authority | 47 | Colbert | AL | Colbert | GT2 | OP | Natural Gas Fired Combustion Turbine | GT | Electric Utility | 1 | 59.5 | 45.4 | 60.8 | NG | DFO | N | [6 empty] | Y | Y | 48.8 | 60.8 | 47.5 | 59.1 | 1H | 1H | Y |  | Y
18642 | Tennessee Valley Authority | 47 | Colbert | AL | Colbert | GT3 | OP | Natural Gas Fired Combustion Turbine | GT | Electric Utility | 1 | 59.5 | 45.4 | 60.8 | NG | DFO | N | [6 empty] | Y | Y | 48.8 | 60.8 | 47.5 | 59.1 | 1H | 1H | Y |  | Y
18642 | Tennessee Valley Authority | 47 | Colbert | AL | Colbert | GT4 | OP | Natural Gas Fired Combustion Turbine | GT | Electric Utility | 1 | 59.5 | 45.4 | 60.8 | NG | DFO | N | [6 empty] | Y | Y | 48.8 | 60.8 | 47.5 | 59.1 | 1H | 1H | Y |  | Y
18642 | Tennessee Valley Authority | 47 | Colbert | AL | Colbert | GT5 | OP | Natural Gas Fired Combustion Turbine | GT | Electric Utility | 1 | 59.5 | 45.4 | 60.8 | NG | DFO | N | [6 empty] | Y | Y | 48.8 | 60.8 | 47.5 | 59.1 | 1H | 1H | Y |  | Y
18642 | Tennessee Valley Authority | 47 | Colbert | AL | Colbert | GT6 | OP | Natural Gas Fired Combustion Turbine | GT | Electric Utility | 1 | 59.5 | 45.4 | 60.8 | NG | DFO | N | [6 empty] | Y | Y | 48.8 | 60.8 | 47.5 | 59.1 | 1H | 1H | Y |  | Y
18642 | Tennessee Valley Authority | 47 | Colbert | AL | Colbert | GT7 | OP | Natural Gas Fired Combustion Turbine | GT | Electric Utility | 1 | 59.5 | 45.4 | 60.8 | NG | DFO | N | [6 empty] | Y | Y | 48.8 | 60.8 | 47.5 | 59.1 | 1H | 1H | Y |  | Y
18642 | Tennessee Valley Authority | 47 | Colbert | AL | Colbert | GT8 | OP | Natural Gas Fired Combustion Turbine | GT | Electric Utility | 1 | 59.5 | 45.4 | 60.8 | NG | DFO | N | [6 empty] | Y | Y | 48.8 | 60.8 | 47.5 | 59.1 | 1H | 1H | Y |  | Y
5580 | East Kentucky Power Coop, Inc | 54 | J K Smith | KY | Clark | GT1 | OP | Natural Gas Fired Combustion Turbine | GT | Electric Utility | 1 | 149 | 104 | 142 | NG | DFO | Y | NG | DFO |  |  |  |  | Y | Y | 104 | 42 | 104 | 42 | 1H | 1H | Y | Y | Y
5580 | East Kentucky Power Coop, Inc | 54 | J K Smith | KY | Clark | GT2 | OP | Natural Gas Fired Combustion Turbine | GT | Electric Utility | 1 | 149 | 104 | 142 | NG | DFO | Y | NG | DFO |  |  |  |  | Y | Y | 104 | 142 | 104 | 142 | 1H | 1H | Y | Y | Y
5580 | East Kentucky Power Coop, Inc | 54 | J K Smith | KY | Clark | GT3 | OP | Natural Gas Fired Combustion Turbine | GT | Electric Utility | 1 | 149 | 104 | 142 | NG | DFO | Y | AB | DFO |  |  |  |  | Y | Y | 104 | 142 | 104 | 142 | 1H | 1H | Y | Y | Y
5580 | East Kentucky Power Coop, Inc | 54 | J K Smith | KY | Clark | GT4 | OP | Natural Gas Fired Combustion Turbine | GT | Electric Utility | 1 | 108 | 74 | 98 | NG | DFO | Y | NG | DFO |  |  |  |  | Y | Y | 74 | 98 | 74 | 98 | 1H | 1H | Y | Y | Y
5580 | East Kentucky Power Coop, Inc | 54 | J K Smith | KY | Clark | GT5 | OP | Natural Gas Fired Combustion Turbine | GT | Electric Utility | 1 | 108 | 74 | 98 | NG | DFO | Y | NG | DFO |  |  |  |  | Y | Y | 74 | 98 | 74 | 98 | 1H | 1H | Y | Y | Y
5580 | East Kentucky Power Coop, Inc | 54 | J K Smith | KY | Clark | GT6 | OP | Natural Gas Fired Combustion Turbine | GT | Electric Utility | 1 | 98 | 74 | 98 | NG | DFO | Y | NG | DFO |  |  |  |  | Y | Y | 74 | 98 | 74 | 98 | 1H | 1H | Y | Y | Y
5580 | East Kentucky Power Coop, Inc | 54 | J K Smith | KY | Clark | GT7 | OP | Natural Gas Fired Combustion Turbine | GT | Electric Utility | 1 | 98 | 74 | 98 | NG | DFO | Y | NG | DFO |  |  |  |  | Y | Y | 74 | 98 | 74 | 98 | 1H | 1H | Y | Y | Y
599 | Anchorage Municipal Light and Power | 75 | Anchorage 1 | AK | Anchorage | 1 | OP | Natural Gas Fired Combustion Turbine | GT | Electric Utility | 1 | 12.5 | 14 | 16.2 | NG | DFO | Y | NG | DFO |  |  |  |  | Y | Y | 12.5 | 16.2 | 12.5 | 16.2 | 1H | 1H | Y | Y
599 | Anchorage Municipal Light and Power | 75 | Anchorage 1 | AK | Anchorage | 2 | OP | Natural Gas Fired Combustion Turbine | GT | Electric Utility | 1 | 12.5 | 14 | 16.2 | NG | DFO | Y | NG | DFO |  |  |  |  | Y | Y | 12.5 | 16.2 | 12.5 | 16.2 | 1H | 1H | Y | Y
599 | Anchorage Municipal Light and Power | 75 | Anchorage 1 | AK | Anchorage | 4 | OP | Natural Gas Fired Combustion Turbine | GT | Electric Utility | 1 | 27 | 31.1 | 33.2 | NG | DFO | Y | NG | DFO |  |  |  |  | Y | Y | 31 | 33.6 | 31 | 33.6 | 1H | 1H | Y | Y
15500 | Puget Sound Energy Inc | 99 | Frederickson | WA | Pierce | 1 | OP | Natural Gas Fired Combustion Turbine | GT | Electric Utility | 1 | 88.9 | 67 | 81.1 | NG | DFO | Y | NG | DFO |  |  |  |  | Y | Y | 67 | 81.1 | 67 | 81.1 | 1H | 1H | Y | Y
15500 | Puget Sound Energy Inc | 99 | Frederickson | WA | Pierce | 2 | OP | Natural Gas Fired Combustion Turbine | GT | Electric Utility | 1 | 88.9 | 67 | 81.1 | NG | DFO | Y | NG | DFO |  |  |  |  | Y | Y | 67 | 81.1 | 67 | 81.1 | 1H | 1H | Y | Y
803 | Arizona Public Service Co | 118 | Saguaro | AZ | Pinal | GT1 | OP | Natural Gas Fired Combustion Turbine | GT | Electric Utility | 1 | 53.1 | 50 | 62 | NG | DFO | Y | NG | DFO |  |  |  |  | Y | N | 50 | 50 | 50 | 50 | 6H | 6H | N
803 | Arizona Public Service Co | 118 | Saguaro | AZ | Pinal | GT2 | OP | Natural Gas Fired Combustion Turbine | GT | Electric Utility | 1 | 53.1 | 50 | 62 | NG | DFO | Y | NG | DFO |  |  |  |  | Y | N | 50 | 50 | 50 | 50 | 6H | 6H | N
803 | Arizona Public Service Co | 120 | Yucca | AZ | Yuma | GT1 | OP | Natural Gas Fired Combustion Turbine | GT | Electric Utility | 1 | 23.6 | 18 | 22 | NG | DFO | Y | NG | DFO |  |  |  |  | Y | N | 18 | 19 | 18 | 19 | UNK | 1H | N
803 | Arizona Public Service Co | 120 | Yucca | AZ | Yuma | GT2 | OP | Natural Gas Fired Combustion Turbine | GT | Electric Utility | 1 | 23.6 | 18 | 22 | NG | DFO | Y | NG | DFO |  |  |  |  | Y | N | 18 | 19 | 18 | 19 | UNK | 1H | N
803 | Arizona Public Service Co | 120 | Yucca | AZ | Yuma | GT3 | OP | Natural Gas Fired Combustion Turbine | GT | Electric Utility | 1 | 72.4 | 52 | 62 | NG | DFO | Y | NG | DFO |  |  |  |  | N
803 | Arizona Public Service Co | 120 | Yucca | AZ | Yuma | ST1 | OP | Natural Gas Steam Turbine | ST | Electric Utility | 1 | 86.7 | 75 | 75 | NG | RFO | N | [6 empty] | Y | N | 75 | 75 | 75 | 75 | UNK | UNK | Y | Y
24211 | Tucson Electric Power Co | 126 | H Wilson Sundt Generating Station | AZ | Pima | 4 | OP | Conventional Steam Coal | ST | Electric Utility | 1 | 173.3 | 156 | 156 | BIT | NG | Y | SUB | LFG | NG |  |  |  | N | N
24211 | Tucson Electric Power Co | 126 | H Wilson Sundt Generating Station | AZ | Pima | GT1 | OP | Natural Gas Fired Combustion Turbine | GT | Electric Utility | 1 | 27 | 24 | 26.8 | NG | DFO | Y | NG | DFO |  |  |  |  | Y | Y | 24 | 24 | 24 | 24 | 1H | 1H | N
24211 | Tucson Electric Power Co | 126 | H Wilson Sundt Generating Station | AZ | Pima | GT2 | OP | Natural Gas Fired Combustion Turbine | GT | Electric Utility | 1 | 27 | 24 | 26.8 | NG | DFO | Y | NG | DFO |  |  |  |  | Y | Y | 24 | 24 | 24 | 24 | 1H | 1H | N
24211 | Tucson Electric Power Co | 126 | H Wilson Sundt Generating Station | AZ | Pima | ST1 | OP | Natural Gas Steam Turbine | ST | Electric Utility | 1 | 108.8 | 81 | 81 | NG | RFO | N | [6 empty] | Y | Y | 81 | 81 | 81 | 81 | 1H | 1H | N
24211 | Tucson Electric Power Co | 126 | H Wilson Sundt Generating Station | AZ | Pima | ST2 | OP | Natural Gas Steam Turbine | ST | Electric Utility | 1 | 108.8 | 81 | 81 | NG | RFO | N | [6 empty] | Y | Y | 81 | 81 | 81 | 81 | 1H | 1H | N
24211 | Tucson Electric Power Co | 126 | H Wilson Sundt Generating Station | AZ | Pima | ST3 | OP | Natural Gas Steam Turbine | ST | Electric Utility | 1 | 113.6 | 104 | 104 | NG | RFO | N | [6 empty] | Y | Y | 105 | 105 | 105 | 105 | 1H | 1H | N
16572 | Salt River Project | 141 | Agua Fria | AZ | Maricopa | AF1 | OP | Natural Gas Steam Turbine | ST | Electric Utility | 1 | 113.6 | 113 | 114 | NG | DFO | Y | NG | DFO |  |  |  |  | Y | Y | 113 | 114 | 113 | 114 | 6H | 6H | Y |  | Y
16572 | Salt River Project | 141 | Agua Fria | AZ | Maricopa | AF2 | OP | Natural Gas Steam Turbine | ST | Electric Utility | 1 | 113.6 | 113 | 114 | NG | DFO | Y | NG | DFO |  |  |  |  | Y | Y | 113 | 114 | 113 | 114 | 6H | 6H | Y |  | Y
16572 | Salt River Project | 141 | Agua Fria | AZ | Maricopa | AF3 | OP | Natural Gas Steam Turbine | ST | Electric Utility | 1 | 163.2 | 181 | 184 | NG | DFO | Y | NG | DFO |  |  |  |  | Y | Y | 181 | 184 | 181 | 184 | 6H | 6H | Y |  | Y
16572 | Salt River Project | 141 | Agua Fria | AZ | Maricopa | AF4 | OP | Natural Gas Fired Combustion Turbine | GT | Electric Utility | 1 | 80.5 | 73 | 87 | NG | DFO | Y | NG | DFO |  |  |  |  | Y | Y | 73 | 87 | 73 | 87 | 1H | 1H | Y |  | Y
16572 | Salt River Project | 141 | Agua Fria | AZ | Maricopa | AF5 | OP | Natural Gas Fired Combustion Turbine | GT | Electric Utility | 1 | 71.2 | 73 | 82 | NG | DFO | Y | NG | DFO |  |  |  |  | Y | Y | 73 | 82 | 73 | 82 | 1H | 1H | Y |  | Y
16572 | Salt River Project | 141 | Agua Fria | AZ | Maricopa | AF6 | OP | Natural Gas Fired Combustion Turbine | GT | Electric Utility | 1 | 71.2 | 73 | 82 | NG | DFO | Y | NG | DFO |  |  |  |  | Y | Y | 73 | 82 | 73 | 82 | 1H | 1H | Y |  | Y
16572 | Salt River Project | 147 | Kyrene | AZ | Maricopa | KY1 | OS | Natural Gas Steam Turbine | ST | Electric Utility | 1 | 34.5 | 34 | 34 | NG |  | N | [6 empty] | Y | Y | 34 | 34 | 34 | 34 | 1H | 1H | Y | Y | Y | Y
16572 | Salt River Project | 147 | Kyrene | AZ | Maricopa | KY2 | OS | Natural Gas Steam Turbine | ST | Electric Utility | 1 | 73.5 | 72 | 72 | NG |  | N | [6 empty] | Y | Y | 72 | 72 | 72 | 72 | 1H | 1H | Y | Y | Y | Y
16572 | Salt River Project | 147 | Kyrene | AZ | Maricopa | KY4 | OP | Natural Gas Fired Combustion Turbine | GT | Electric Utility | 1 | 53.1 | 59 | 62.5 | NG | DFO | N | NG | DFO |  |  |  |  | Y | Y | 59 | 63 | 59 | 63 | 1H | 1H | Y | Y | Y | Y
16572 | Salt River Project | 147 | Kyrene | AZ | Maricopa | KY5 | OP | Natural Gas Fired Combustion Turbine | GT | Electric Utility | 1 | 60.3 | 53 | 62 | NG | DFO | N | NG | DFO |  |  |  |  | Y | Y | 53 | 62 | 53 | 62 | 1H | 1H | Y | Y | Y | Y
16572 | Salt River Project | 147 | Kyrene | AZ | Maricopa | KY6 | OP | Natural Gas Fired Combustion Turbine | GT | Electric Utility | 1 | 60.3 | 53 | 62 | NG | DFO | N | NG | DFO |  |  |  |  | Y | Y | 62 | 53 | 53 | 62 | 1H | 1H | Y | Y | Y | Y
12745 | Modesto Irrigation District | 151 | McClure | CA | Stanislaus | 1 | OP | Petroleum Liquids | GT | Electric Utility | 1 | 71.2 | 56 | 61 | DFO | NG | Y | DFO | NG |  |  |  |  | Y | Y | 56 | 61 | 56 | 61 | 1H | 1H | Y |  | Y | Y
12745 | Modesto Irrigation District | 151 | McClure | CA | Stanislaus | 2 | OP | Natural Gas Fired Combustion Turbine | GT | Electric Utility | 1 | 71.2 | 56 | 61 | NG |  | Y | NG | DFO |  |  |  |  | Y | Y | 56 | 61 | 56 | 61 | 1H | 1H | Y |  | Y | Y
796 | Arizona Electric Pwr Coop Inc | 160 | Apache Station | AZ | Cochise | GT2 | SB | Natural Gas Fired Combustion Turbine | GT | Electric Utility | 1 | 20.4 | 18.5 | 20 | NG | DFO | Y | NG | DFO |  |  |  |  | Y | Y | 18.5 | 20 | 16 | 18 | 1H | 1H | N
796 | Arizona Electric Pwr Coop Inc | 160 | Apache Station | AZ | Cochise | GT4 | SB | Natural Gas Fired Combustion Turbine | GT | Electric Utility | 1 | 60.5 | 38 | 44 | NG | DFO | N | [6 empty] | Y | Y | 38 | 38 | 38 | 38 | 1H | 1H | N
807 | Arkansas Electric Coop Corp | 201 | Thomas Fitzhugh | AR | Franklin | 1 | OP | Natural Gas Fired Combined Cycle | CA | Electric Utility | 1 | 59 | 61 | 62 | NG | DFO | N | [6 empty] | Y | Y | 61 | 61 | 41 | 62 | 1H | 1H | Y | Y
807 | Arkansas Electric Coop Corp | 201 | Thomas Fitzhugh | AR | Franklin | 2 | OP | Natural Gas Fired Combined Cycle | CT | Electric Utility | 1 | 126 | 101 | 110 | NG | DFO | Y | NG | DFO |  |  |  |  | Y | Y | 101 | 101 | 101 | 110 | 1H | 1H | Y | Y
807 | Arkansas Electric Coop Corp | 202 | Carl Bailey | AR | Woodruff | 1 | OP | Natural Gas Steam Turbine | ST | Electric Utility | 1 | 120 | 122 | 122 | NG | RFO | Y | NG | RFO |  |  |  |  | Y | Y | 122 | 122 | 110 | 110 | 1H | 1H | Y | Y
807 | Arkansas Electric Coop Corp | 203 | McClellan (AR) | AR | Ouachita | 1 | OP | Natural Gas Steam Turbine | ST | Electric Utility | 1 | 136 | 134 | 134 | NG | RFO | Y | NG | RFO |  |  |  |  | Y | Y | 134 | 134 | 134 | 134 | 1H | 1H | Y | Y
9617 | JEA | 207 | St Johns River Power Park | FL | Duval | 1 | OP | Conventional Steam Coal | ST | Electric Utility | 1 | 679 | 626 | 638 | BIT | NG | Y | BIT | PC |  |  |  |  | N
9617 | JEA | 207 | St Johns River Power Park | FL | Duval | 2 | OP | Conventional Steam Coal | ST | Electric Utility | 1 | 679 | 626 | 638 | BIT | NG | Y | BIT | PC |  |  |  |  | N
14328 | Pacific Gas & Electric Co | 246 | Humboldt Bay | CA | Humboldt | IC1 | OP | Natural Gas Internal Combustion Engine | IC | Electric Utility | 1 | 16.7 | 16.3 | 16.3 | NG | DFO | N | [6 empty] | Y | Y | 16.3 | 16.3 | 16.3 | 16.3 | 1H | 1H | Y | Y | Y
14328 | Pacific Gas & Electric Co | 246 | Humboldt Bay | CA | Humboldt | IC10 | OP | Natural Gas Internal Combustion Engine | IC | Electric Utility | 1 | 16.7 | 16.3 | 16.3 | NG | DFO | N | [6 empty] | Y | Y | 16.3 | 16.3 | 16.3 | 16.3 | 1H | 1H | Y | Y | Y
14328 | Pacific Gas & Electric Co | 246 | Humboldt Bay | CA | Humboldt | IC2 | OP | Natural Gas Internal Combustion Engine | IC | Electric Utility | 1 | 16.7 | 16.3 | 16.3 | NG | DFO | N | [6 empty] | Y | Y | 16.3 | 16.3 | 16.3 | 16.3 | 1H | 1H | Y | Y | Y
14328 | Pacific Gas & Electric Co | 246 | Humboldt Bay | CA | Humboldt | IC3 | OP | Natural Gas Internal Combustion Engine | IC | Electric Utility | 1 | 16.7 | 16.3 | 16.3 | NG | DFO | N | [6 empty] | Y | Y | 16.3 | 16.3 | 16.3 | 16.3 | 1H | 1H | Y | Y | Y
14328 | Pacific Gas & Electric Co | 246 | Humboldt Bay | CA | Humboldt | IC4 | OP | Natural Gas Internal Combustion Engine | IC | Electric Utility | 1 | 16.7 | 16.3 | 16.3 | NG | DFO | N | [6 empty] | Y | Y | 16.3 | 16.3 | 16.3 | 16.3 | 1H | 1H | Y | Y | Y
14328 | Pacific Gas & Electric Co | 246 | Humboldt Bay | CA | Humboldt | IC5 | OP | Natural Gas Internal Combustion Engine | IC | Electric Utility | 1 | 16.7 | 16.3 | 16.3 | NG | DFO | N | [6 empty] | Y | Y | 16.3 | 16.3 | 16.3 | 16.3 | 1H | 1H | Y | Y | Y
14328 | Pacific Gas & Electric Co | 246 | Humboldt Bay | CA | Humboldt | IC6 | OP | Natural Gas Internal Combustion Engine | IC | Electric Utility | 1 | 16.7 | 16.3 | 16.3 | NG | DFO | N | [6 empty] | Y | Y | 16.3 | 16.3 | 16.3 | 16.3 | 1H | 1H | Y | Y | Y
14328 | Pacific Gas & Electric Co | 246 | Humboldt Bay | CA | Humboldt | IC7 | OP | Natural Gas Internal Combustion Engine | IC | Electric Utility | 1 | 16.7 | 16.3 | 16.3 | NG | DFO | N | [6 empty] | Y | Y | 16.3 | 16.3 | 16.3 | 16.3 | 1H | 1H | Y | Y | Y
14328 | Pacific Gas & Electric Co | 246 | Humboldt Bay | CA | Humboldt | IC8 | OP | Natural Gas Internal Combustion Engine | IC | Electric Utility | 1 | 16.7 | 16.3 | 16.3 | NG | DFO | N | [6 empty] | Y | Y | 16.3 | 16.3 | 16.3 | 16.3 | 1H | 1H | Y | Y | Y
14328 | Pacific Gas & Electric Co | 246 | Humboldt Bay | CA | Humboldt | IC9 | OP | Natural Gas Internal Combustion Engine | IC | Electric Utility | 1 | 16.7 | 16.7 | 16.7 | NG | DFO | N | [6 empty] | Y | Y | 16.3 | 16.3 | 16.3 | 16.3 | 1H | 1H | Y | Y | Y
54888 | NRG Texas Power LLC | 298 | Limestone | TX | Limestone | 1 | OP | Conventional Steam Coal | ST | IPP Non-CHP | 2 | 893 | 831 | 831 | SUB | LIG | Y | LIG | SUB | NG | PC |  |  | N
54888 | NRG Texas Power LLC | 298 | Limestone | TX | Limestone | 2 | OP | Conventional Steam Coal | ST | IPP Non-CHP | 2 | 956.8 | 858 | 858 | SUB | LIG | Y | LIG | SUB | NG | PC |  |  | N
7294 | City of Glendale - (CA) | 377 | Grayson | CA | Los Angeles | 3 | OP | Landfill Gas | ST | Electric Utility | 1 | 23 | 18 | 18 | LFG | NG | Y | NG | LFG |  |  |  |  | N
7294 | City of Glendale - (CA) | 377 | Grayson | CA | Los Angeles | 4 | OP | Landfill Gas | ST | Electric Utility | 1 | 50 | 40 | 40 | LFG | NG | Y | NG | LFG |  |  |  |  | N
7294 | City of Glendale - (CA) | 377 | Grayson | CA | Los Angeles | 5 | OP | Natural Gas Steam Turbine | ST | Electric Utility | 1 | 50 | 40 | 40 | NG | LFG | Y | NG | LFG |  |  |  |  | N
9216 | Imperial Irrigation District | 389 | El Centro | CA | Imperial | 2A | OP | Natural Gas Fired Combined Cycle | CT | Electric Utility | 1 | 89.9 | 71 | 73 | NG | DFO | Y | NG | DFO |  |  |  |  | Y | Y | 71 | 73 | 71 | 73 | 1H | 1H | Y |  | Y
9216 | Imperial Irrigation District | 389 | El Centro | CA | Imperial | 4 | OP | Natural Gas Steam Turbine | ST | Electric Utility | 1 | 81.6 | 70 | 72 | NG | RFO | Y | NG | RFO |  |  |  |  | Y | Y | 70 | 72 | 70 | 72 | 6H | 6H | Y |  | Y
11208 | Los Angeles Department of Water & Power | 399 | Harbor | CA | Los Angeles | 10A | OP | Natural Gas Fired Combined Cycle | CT | Electric Utility | 1 | 85.3 | 79.5 | 82 | NG | OBG | Y | NG | OBG |  |  |  |  | Y | Y | 75 | 80 | 77 | 80 | UNK | 1H | Y | Y | Y
11208 | Los Angeles Department of Water & Power | 399 | Harbor | CA | Los Angeles | 10B | OP | Natural Gas Fired Combined Cycle | CT | Electric Utility | 1 | 85.3 | 79.5 | 82 | NG | OBG | Y | NG | OBG |  |  |  |  | Y | Y | 75 | 80 | 77 | 80 | UNK | 1H | Y | Y | Y
11208 | Los Angeles Department of Water & Power | 399 | Harbor | CA | Los Angeles | GT10 | OP | Natural Gas Fired Combustion Turbine | GT | Electric Utility | 1 | 60.5 | 47.4 | 47.4 | NG | OBG | Y | NG | OBG |  |  |  |  | Y | Y | 47.4 | 47.4 | 47.4 | 47.4 | 6H | 6H | Y | Y | Y
11208 | Los Angeles Department of Water & Power | 399 | Harbor | CA | Los Angeles | GT11 | OP | Natural Gas Fired Combustion Turbine | GT | Electric Utility | 1 | 60.5 | 47.4 | 47.4 | NG | OBG | Y | NG | OBG |  |  |  |  | Y | Y | 47.4 | 47.4 | 47.4 | 47.4 | 6H | 6H | Y | Y | Y
11208 | Los Angeles Department of Water & Power | 399 | Harbor | CA | Los Angeles | GT12 | OP | Natural Gas Fired Combustion Turbine | GT | Electric Utility | 1 | 60.5 | 47.4 | 47.4 | NG | OBG | Y | NG | OBG |  |  |  |  | Y | Y | 47.4 | 47.4 | 47.4 | 47.4 | 6H | 6H | Y | Y | Y
11208 | Los Angeles Department of Water & Power | 399 | Harbor | CA | Los Angeles | GT13 | OP | Natural Gas Fired Combustion Turbine | GT | Electric Utility | 1 | 60.5 | 47.4 | 47.4 | NG | OBG | Y | NG | OBG |  |  |  |  | Y | Y | 47.4 | 47.4 | 47.4 | 47.4 | 6H | 6H | Y | Y | Y
11208 | Los Angeles Department of Water & Power | 399 | Harbor | CA | Los Angeles | GT14 | OP | Natural Gas Fired Combustion Turbine | GT | Electric Utility | 1 | 60.5 | 47.4 | 47.4 | NG | OBG | Y | NG | OBG |  |  |  |  | Y | Y | 47.4 | 47.4 | 47.4 | 47.4 | 6H | 6H | Y | Y | Y
11208 | Los Angeles Department of Water & Power | 400 | Haynes | CA | Los Angeles | 1 | OP | Natural Gas Steam Turbine | ST | Electric Utility | 1 | 230 | 222 | 222 | NG | OBG | Y | NG | OBG |  |  |  |  | N
11208 | Los Angeles Department of Water & Power | 400 | Haynes | CA | Los Angeles | 10 | OP | Natural Gas Fired Combined Cycle | CT | Electric Utility | 1 | 182.8 | 157.5 | 162.5 | NG | OBG | Y | NG | OBG |  |  |  |  | Y | N | 170 | 155 | 170 | 155 | 24H | 1H | Y |  | Y
11208 | Los Angeles Department of Water & Power | 400 | Haynes | CA | Los Angeles | 11 | OP | Natural Gas Fired Combustion Turbine | GT | Electric Utility | 1 | 108.2 | 96.3 | 100 | NG | OBG | Y | NG | OBG |  |  |  |  | N
11208 | Los Angeles Department of Water & Power | 400 | Haynes | CA | Los Angeles | 12 | OP | Natural Gas Fired Combustion Turbine | GT | Electric Utility | 1 | 108.2 | 96.3 | 100 | NG | OBG | Y | NG | OBG |  |  |  |  | N
11208 | Los Angeles Department of Water & Power | 400 | Haynes | CA | Los Angeles | 13 | OP | Natural Gas Fired Combustion Turbine | GT | Electric Utility | 1 | 108.2 | 96.3 | 100 | NG | OBG | Y | NG | OBG |  |  |  |  | N
11208 | Los Angeles Department of Water & Power | 400 | Haynes | CA | Los Angeles | 14 | OP | Natural Gas Fired Combustion Turbine | GT | Electric Utility | 1 | 108.2 | 96.3 | 100 | NG | OBG | Y | NG | OBG |  |  |  |  | N
11208 | Los Angeles Department of Water & Power | 400 | Haynes | CA | Los Angeles | 15 | OP | Natural Gas Fired Combustion Turbine | GT | Electric Utility | 1 | 108.2 | 96.3 | 100 | NG | OBG | Y | NG | OBG |  |  |  |  | N
11208 | Los Angeles Department of Water & Power | 400 | Haynes | CA | Los Angeles | 16 | OP | Natural Gas Fired Combustion Turbine | GT | Electric Utility | 1 | 108.2 | 96.3 | 100 | NG | OBG | Y | NG | OBG |  |  |  |  | N
11208 | Los Angeles Department of Water & Power | 400 | Haynes | CA | Los Angeles | 2 | OP | Natural Gas Steam Turbine | ST | Electric Utility | 1 | 230 | 222 | 222 | NG | RFO | Y | NG | OBG |  |  |  |  | N
11208 | Los Angeles Department of Water & Power | 400 | Haynes | CA | Los Angeles | 9 | OP | Natural Gas Fired Combined Cycle | CT | Electric Utility | 1 | 182.8 | 157.5 | 162.5 | NG | OBG | Y | NG | OBG |  |  |  |  | Y | N | 170 | 155 | 170 | 155 | 1H | UNK | Y | Y | Y
11208 | Los Angeles Department of Water & Power | 404 | Scattergood | CA | Los Angeles | 1 | OP | Natural Gas Steam Turbine | ST | Electric Utility | 1 | 163.2 | 174 | 183 | NG | OBG | Y | NG | OBG |  |  |  |  | N
11208 | Los Angeles Department of Water & Power | 404 | Scattergood | CA | Los Angeles | 2 | OP | Natural Gas Steam Turbine | ST | Electric Utility | 1 | 163.2 | 177 | 184 | NG | OBG | Y | NG | OBG |  |  |  |  | N
11208 | Los Angeles Department of Water & Power | 408 | Valley (CA) | CA | Los Angeles | 5 | OP | Natural Gas Fired Combustion Turbine | GT | Electric Utility | 1 | 60.5 | 43 | 43 | NG | OBG | Y | NG | OBG |  |  |  |  | Y | Y | 42 | 43 | 42 | 43 | 6H | 6H | Y | Y | Y
11208 | Los Angeles Department of Water & Power | 408 | Valley (CA) | CA | Los Angeles | 6 | OP | Natural Gas Fired Combined Cycle | CT | Electric Utility | 1 | 182.8 | 156 | 159 | NG | OBG | Y | NG | OBG |  |  |  |  | Y | Y | 154 | 155 | 152 | 155 | UNK | 1H | Y | Y | Y
11208 | Los Angeles Department of Water & Power | 408 | Valley (CA) | CA | Los Angeles | 7 | OP | Natural Gas Fired Combined Cycle | CT | Electric Utility | 1 | 182.8 | 156 | 159 | NG | OBG | Y | NG | OBG |  |  |  |  | Y | Y | 154 | 155 | 152 | 155 | UNK | 1H | Y | Y | Y
15466 | Public Service Co of Colorado | 464 | Alamosa | CO | Alamosa | CT1 | OP | Natural Gas Fired Combustion Turbine | GT | Electric Utility | 1 | 26.6 | 13 | 17 | NG | DFO | Y | NG | DFO |  |  |  |  | Y | Y | 13 | 17 | 11.5 | 11.5 | 1H | 1H | Y | Y | Y
15466 | Public Service Co of Colorado | 464 | Alamosa | CO | Alamosa | CT2 | OP | Natural Gas Fired Combustion Turbine | GT | Electric Utility | 1 | 26.6 | 14 | 18 | NG | DFO | Y | NG | DFO |  |  |  |  | Y | Y | 14 | 18 | 13.5 | 13.5 | 1H | 1H | Y | Y | Y
15466 | Public Service Co of Colorado | 469 | Cherokee | CO | Adams | 4 | OP | Conventional Steam Coal | ST | Electric Utility | 1 | 380.8 | 352 | 352 | BIT | NG | Y | BIT | NG |  |  |  |  | N
15466 | Public Service Co of Colorado | 471 | Fruita | CO | Mesa | 1 | OP | Natural Gas Fired Combustion Turbine | GT | Electric Utility | 1 | 26.6 | 14 | 18 | NG | DFO | Y | NG | DFO |  |  |  |  | Y | Y | 14 | 18 | 13.5 | 13.5 | 1H | 1H | Y | Y | Y
15466 | Public Service Co of Colorado | 477 | Valmont | CO | Boulder | 5 | OP | Conventional Steam Coal | ST | Electric Utility | 1 | 191.7 | 184 | 184 | BIT | NG | Y | BIT | NG |  |  |  |  | N
3989 | City of Colorado Springs - (CO) | 492 | Martin Drake | CO | El Paso | 5 | OP | Conventional Steam Coal | ST | Electric Utility | 1 | 50 | 46 | 46 | SUB | NG | Y | BIT | SUB | NG | WDS |  |  | N
3989 | City of Colorado Springs - (CO) | 492 | Martin Drake | CO | El Paso | 6 | OP | Conventional Steam Coal | ST | Electric Utility | 1 | 75 | 77 | 77 | SUB | NG | Y | BIT | SUB | NG |  |  |  | N
3989 | City of Colorado Springs - (CO) | 492 | Martin Drake | CO | El Paso | 7 | OP | Conventional Steam Coal | ST | Electric Utility | 1 | 132 | 131 | 131 | SUB | NG | Y | BIT | SUB | NG |  |  |  | N
3989 | City of Colorado Springs - (CO) | 493 | George Birdsall | CO | El Paso | 1 | OP | Natural Gas Steam Turbine | ST | Electric Utility | 1 | 17.3 | 16 | 16 | NG | DFO | Y | NG | DFO |  |  |  |  | Y | Y | 16 | 16 | 14 | 14 | 6H | 1H | Y | Y
3989 | City of Colorado Springs - (CO) | 493 | George Birdsall | CO | El Paso | 2 | OP | Natural Gas Steam Turbine | ST | Electric Utility | 1 | 18.8 | 16 | 16 | NG | DFO | Y | NG | DFO |  |  |  |  | Y | Y | 16 | 16 | 14 | 14 | 6H | 1H | Y | Y
3989 | City of Colorado Springs - (CO) | 493 | George Birdsall | CO | El Paso | 3 | OP | Natural Gas Steam Turbine | ST | Electric Utility | 1 | 23.5 | 23 | 23 | NG | DFO | Y | NG | DFO |  |  |  |  | Y | Y | 23 | 23 | 21 | 21 | 6H | 1H | Y | Y
189 | PowerSouth Energy Cooperative | 533 | McWilliams | AL | Covington | 4 | OP | Natural Gas Fired Combined Cycle | CT | Electric Utility | 1 | 107 | 108 | 116 | NG | DFO | N | [6 empty] | Y | Y | 109 | 109 | 109 | 109 | 1H | 1H | N
22350 | Devon Power LLC | 544 | Devon Station | CT | New Haven | 11 | OP | Petroleum Liquids | GT | IPP Non-CHP | 2 | 51 | 29.3 | 38.8 | KER | NG | N | [6 empty] | Y | Y | 29.3 | 38.8 | 29.3 | 38.8 | 1H | 1H | N
22350 | Devon Power LLC | 544 | Devon Station | CT | New Haven | 12 | OP | Petroleum Liquids | GT | IPP Non-CHP | 2 | 51 | 29.2 | 38.4 | KER | NG | N | [6 empty] | Y | Y | 29.2 | 38.4 | 29.2 | 38.4 | 1H | 1H | N
22350 | Devon Power LLC | 544 | Devon Station | CT | New Haven | 13 | OP | Petroleum Liquids | GT | IPP Non-CHP | 2 | 51 | 29.9 | 38.9 | KER | NG | N | [6 empty] | Y | Y | 29.9 | 38.9 | 29.9 | 38.9 | 1H | 1H | N
22350 | Devon Power LLC | 544 | Devon Station | CT | New Haven | 14 | OP | Petroleum Liquids | GT | IPP Non-CHP | 2 | 51 | 29.7 | 40.3 | KER | NG | N | [6 empty] | Y | Y | 29.7 | 40.3 | 29.7 | 40.3 | 1H | 1H | N
22380 | NRG Montville Operations Inc | 546 | Montville Station | CT | New London | 5 | OP | Petroleum Liquids | ST | IPP Non-CHP | 2 | 75 | 81 | 83 | RFO | NG | Y | RFO | NG |  |  |  |  | Y | Y | 81 | 81 | 81 | 81 | 6H | 6H | Y | Y
20169 | Avista Corp | 550 | Kettle Falls Generating Station | WA | Stevens | 1 | OP | Wood/Wood Waste Biomass | ST | Electric Utility | 1 | 50.7 | 50 | 50.7 | WDS | NG | Y | WDS | NG |  |  |  |  | N
12490 | Middletown Power LLC | 562 | Middletown | CT | Middlesex | 2 | OP | Natural Gas Steam Turbine | ST | IPP Non-CHP | 2 | 113.6 | 117 | 120 | NG | RFO | Y | RFO | NG |  |  |  |  | Y | Y | 117 | 120 | 117 | 120 | 6H | 6H | Y | Y
12490 | Middletown Power LLC | 562 | Middletown | CT | Middlesex | 3 | OP | Natural Gas Steam Turbine | ST | IPP Non-CHP | 2 | 239.4 | 236 | 245 | NG | RFO | Y | RFO | NG |  |  |  |  | Y | Y | 236 | 245 | 236 | 245 | 6H | 6H | Y | Y
14610 | Orlando Utilities Comm | 564 | Stanton Energy Center | FL | Orange | 1 | OP | Conventional Steam Coal | ST | Electric Utility | 1 | 464.5 | 440 | 443 | BIT | NG | Y | BIT | NG | LFG |  |  |  |  | N
14610 | Orlando Utilities Comm | 564 | Stanton Energy Center | FL | Orange | 2 | OP | Conventional Steam Coal | ST | Electric Utility | 1 | 464.5 | 456 | 456 | BIT | NG | Y | BIT | NG | LFG |  |  |  |  | N
14610 | Orlando Utilities Comm | 564 | Stanton Energy Center | FL | Orange | B | OP | Natural Gas Fired Combined Cycle | CA | Electric Utility | 1 | 129.8 | 128 | 130 | NG | DFO | N | [6 empty] | Y | Y | 128 | 130 | 128 | 130 | 6H | 6H | Y | Y | Y
14610 | Orlando Utilities Comm | 564 | Stanton Energy Center | FL | Orange | B1 | OP | Natural Gas Fired Combined Cycle | CT | Electric Utility | 1 | 203.2 | 167 | 170 | NG | DFO | N | [6 empty] | Y | Y | 167 | 170 | 167 | 170 | 6H | 6H | Y | Y | Y
15452 | PSEG Power Connecticut LLC | 568 | Bridgeport Station | CT | Fairfield | 3 | OP | Conventional Steam Coal | ST | IPP Non-CHP | 2 | 400 | 383.4 | 385 | SUB | RFO | Y | SUB | RFO |  |  |  |  | N
2548 | City of Burlington Electric - (VT) | 589 | J C McNeil | VT | Chittenden | 1 | OP | Wood/Wood Waste Biomass | ST | Electric Utility | 1 | 59.5 | 52 | 54 | WDS | NG | Y | WDS | NG | DFO |  |  |  | Y | Y | 52 | 54 | 15 | 15 | 1H | 1H | Y |  |  | Y
56609 | Calpine Mid-Atlantic Generation LLC | 593 | Edge Moor | DE | New Castle | 3 | OP | Natural Gas Steam Turbine | ST | IPP Non-CHP | 2 | 75 | 86 | 86 | NG | RFO | Y | NG |  | RFO | DFO |  |  | Y | Y | 86 | 86 | 86 | 0 | 6H | UNK | N
56609 | Calpine Mid-Atlantic Generation LLC | 593 | Edge Moor | DE | New Castle | 4 | OP | Natural Gas Steam Turbine | ST | IPP Non-CHP | 2 | 176.8 | 174 | 174 | NG | RFO | Y | NG |  | RFO | DFO |  |  | Y | Y | 174 | 174 | 174 | 0 | 6H | UNK | N
56609 | Calpine Mid-Atlantic Generation LLC | 593 | Edge Moor | DE | New Castle | 5 | OP | Natural Gas Steam Turbine | ST | IPP Non-CHP | 2 | 446 | 450 | 450 | NG | RFO | Y | RFO | NG |  | DFO |  |  | Y | Y | 450 | 230 | 450 | 450 | 6H | 6H | N
54899 | NAES Corporation - (DE) | 599 | McKee Run | DE | Kent | 1 | OP | Natural Gas Steam Turbine | ST | IPP Non-CHP | 2 | 18.8 | 17 | 17 | NG | DFO | Y | NG | DFO |  |  |  |  | Y | Y | 17 | 17 | 17 | 17 | 1H | 1H | Y |  |  | Y
54899 | NAES Corporation - (DE) | 599 | McKee Run | DE | Kent | 2 | OP | Natural Gas Steam Turbine | ST | IPP Non-CHP | 2 | 18.8 | 17 | 17 | NG | DFO | Y | NG | DFO |  |  |  |  | Y | Y | 17 | 17 | 17 | 17 | 1H | 1H | Y |  |  | Y
54899 | NAES Corporation - (DE) | 599 | McKee Run | DE | Kent | 3 | OP | Natural Gas Steam Turbine | ST | IPP Non-CHP | 2 | 113.6 | 102 | 102 | NG | DFO | Y | NG | DFO |  |  |  |  | Y | Y | 102 | 102 | 102 | 102 | 1H | 1H | Y |  |  | Y
15500 | Puget Sound Energy Inc | 607 | Fredonia | WA | Skagit | 1 | SB | Natural Gas Fired Combustion Turbine | GT | Electric Utility | 1 | 129.1 | 93 | 114 | NG | DFO | N | [6 empty] | Y | Y | 108 | 120 | 108 | 120 | 1H | 1H | Y | Y
15500 | Puget Sound Energy Inc | 607 | Fredonia | WA | Skagit | 2 | SB | Natural Gas Fired Combustion Turbine | GT | Electric Utility | 1 | 129.1 | 93 | 114 | NG | DFO | N | [6 empty] | Y | Y | 108 | 120 | 108 | 120 | 1H | 1H | Y | Y
15500 | Puget Sound Energy Inc | 607 | Fredonia | WA | Skagit | 3 | SB | Natural Gas Fired Combustion Turbine | GT | Electric Utility | 1 | 58.9 | 47 | 60 | NG | DFO | N | [6 empty] | Y | Y | 46.7 | 62 | 46.7 | 54 | 1H | 1H | Y | Y | Y
15500 | Puget Sound Energy Inc | 607 | Fredonia | WA | Skagit | 4 | SB | Natural Gas Fired Combustion Turbine | GT | Electric Utility | 1 | 58.9 | 47 | 60 | NG | DFO | N | [6 empty] | Y | Y | 46.7 | 62 | 46.7 | 54 | 1H | 1H | Y | Y | Y
6452 | Florida Power & Light Co | 609 | Cape Canaveral | FL | Brevard | 3A | OP | Natural Gas Fired Combined Cycle | CT | Electric Utility | 1 | 265 |  |  | NG | DFO | N | [6 empty] | Y | Y | 249 | 248 | 227 | 209 | 6H | 6H | Y |  | Y
6452 | Florida Power & Light Co | 609 | Cape Canaveral | FL | Brevard | 3B | OP | Natural Gas Fired Combined Cycle | CT | Electric Utility | 1 | 265 |  |  | NG | DFO | N | [6 empty] | Y | Y | 249 | 248 | 227 | 209 | 6H | 6H | Y |  | Y
6452 | Florida Power & Light Co | 609 | Cape Canaveral | FL | Brevard | 3C | OP | Natural Gas Fired Combined Cycle | CT | Electric Utility | 1 | 265 |  |  | NG | DFO | N | [6 empty] | Y | Y | 249 | 248 | 227 | 209 | 6H | 6H | Y |  | Y
6452 | Florida Power & Light Co | 609 | Cape Canaveral | FL | Brevard | 3ST | OP | Natural Gas Fired Combined Cycle | CA | Electric Utility | 1 | 500 | 1210 | 1355 | NG | DFO | N | [6 empty] | Y | Y | 279 | 489 | 227 | 321 | 6H | 6H | Y |  | Y
6452 | Florida Power & Light Co | 612 | Fort Myers | FL | Lee | CT1 | OP | Natural Gas Fired Combustion Turbine | GT | Electric Utility | 1 | 181 | 315 | 370 | NG | DFO | [7 empty] | Y |  | 148 | 161 | 154 | 167 | 1H |  | Y | Y
6452 | Florida Power & Light Co | 612 | Fort Myers | FL | Lee | CT2 | OP | Natural Gas Fired Combustion Turbine | GT | Electric Utility | 1 | 181 |  |  | NG | DFO | [7 empty] | Y |  | 148 | 161 | 154 | 167 | 1H |  | Y | Y | Y
6452 | Florida Power & Light Co | 613 | Lauderdale | FL | Broward | 1 | OP | Natural Gas Fired Combustion Turbine | GT | Electric Utility | 1 | 34.2 | 35 | 40 | NG | DFO | N | [6 empty] | Y | Y | 35 | 29 | 35 | 29 | 1H | 1H | N
6452 | Florida Power & Light Co | 613 | Lauderdale | FL | Broward | 10 | OP | Natural Gas Fired Combustion Turbine | GT | Electric Utility | 1 | 34.2 | 35 | 40 | NG | DFO | N | [6 empty] | Y | Y | 35 | 29 | 35 | 29 | 1H | 1H | N
6452 | Florida Power & Light Co | 613 | Lauderdale | FL | Broward | 11 | OP | Natural Gas Fired Combustion Turbine | GT | Electric Utility | 1 | 34.2 | 35 | 40 | NG | DFO | N | [6 empty] | Y | Y | 35 | 29 | 35 | 29 | 1H | 1H | N
6452 | Florida Power & Light Co | 613 | Lauderdale | FL | Broward | 12 | OP | Natural Gas Fired Combustion Turbine | GT | Electric Utility | 1 | 34.2 | 35 | 40 | NG | DFO | N | [6 empty] | Y | Y | 35 | 29 | 35 | 29 | 1H | 1H | N
6452 | Florida Power & Light Co | 613 | Lauderdale | FL | Broward | 13 | OP | Natural Gas Fired Combustion Turbine | GT | Electric Utility | 1 | 34.2 | 35 | 40 | NG | DFO | N | [6 empty] | Y | Y | 35 | 29 | 35 | 29 | 1H | 1H | N
6452 | Florida Power & Light Co | 613 | Lauderdale | FL | Broward | 14 | OP | Natural Gas Fired Combustion Turbine | GT | Electric Utility | 1 | 34.2 | 35 | 40 | NG | DFO | N | [6 empty] | Y | Y | 35 | 29 | 35 | 29 | 1H | 1H | N
6452 | Florida Power & Light Co | 613 | Lauderdale | FL | Broward | 15 | OP | Natural Gas Fired Combustion Turbine | GT | Electric Utility | 1 | 34.2 | 35 | 40 | NG | DFO | N | [6 empty] | Y | Y | 35 | 29 | 35 | 29 | 1H | 1H | N
6452 | Florida Power & Light Co | 613 | Lauderdale | FL | Broward | 16 | OP | Natural Gas Fired Combustion Turbine | GT | Electric Utility | 1 | 34.2 | 35 | 40 | NG | DFO | N | [6 empty] | Y | Y | 35 | 29 | 35 | 29 | 1H | 1H | N
6452 | Florida Power & Light Co | 613 | Lauderdale | FL | Broward | 17 | OP | Natural Gas Fired Combustion Turbine | GT | Electric Utility | 1 | 34.2 | 35 | 40 | NG | DFO | N | [6 empty] | Y | Y | 35 | 29 | 35 | 29 | 1H | 1H | N
6452 | Florida Power & Light Co | 613 | Lauderdale | FL | Broward | 18 | OP | Natural Gas Fired Combustion Turbine | GT | Electric Utility | 1 | 34.2 | 35 | 40 | NG | DFO | N | [6 empty] | Y | Y | 35 | 29 | 35 | 29 | 1H | 1H | N
6452 | Florida Power & Light Co | 613 | Lauderdale | FL | Broward | 19 | OP | Natural Gas Fired Combustion Turbine | GT | Electric Utility | 1 | 34.2 | 35 | 40 | NG | DFO | N | [6 empty] | Y | Y | 35 | 29 | 35 | 29 | 1H | 1H | N
6452 | Florida Power & Light Co | 613 | Lauderdale | FL | Broward | 2 | OP | Natural Gas Fired Combustion Turbine | GT | Electric Utility | 1 | 34.2 | 35 | 40 | NG | DFO | N | [6 empty] | Y | Y | 35 | 29 | 35 | 29 | 1H | 1H | N
6452 | Florida Power & Light Co | 613 | Lauderdale | FL | Broward | 20 | OP | Natural Gas Fired Combustion Turbine | GT | Electric Utility | 1 | 34.2 | 35 | 40 | NG | DFO | N | [6 empty] | Y | Y | 35 | 29 | 35 | 29 | 1H | 1H | N
6452 | Florida Power & Light Co | 613 | Lauderdale | FL | Broward | 21 | OP | Natural Gas Fired Combustion Turbine | GT | Electric Utility | 1 | 34.2 | 35 | 40 | NG | DFO | N | [6 empty] | Y | Y | 35 | 29 | 35 | 29 | 1H | 1H | N
6452 | Florida Power & Light Co | 613 | Lauderdale | FL | Broward | 22 | OP | Natural Gas Fired Combustion Turbine | GT | Electric Utility | 1 | 34.2 | 35 | 40 | NG | DFO | N | [6 empty] | Y | Y | 35 | 29 | 35 | 29 | 1H | 1H | N
6452 | Florida Power & Light Co | 613 | Lauderdale | FL | Broward | 23 | OP | Natural Gas Fired Combustion Turbine | GT | Electric Utility | 1 | 34.2 | 35 | 40 | NG | DFO | N | [6 empty] | Y | Y | 35 | 29 | 35 | 29 | 1H | 1H | N
6452 | Florida Power & Light Co | 613 | Lauderdale | FL | Broward | 24 | OP | Natural Gas Fired Combustion Turbine | GT | Electric Utility | 1 | 34.2 | 35 | 40 | NG | DFO | N | [6 empty] | Y | Y | 35 | 29 | 35 | 29 | 1H | 1H | N
6452 | Florida Power & Light Co | 613 | Lauderdale | FL | Broward | 3 | OP | Natural Gas Fired Combustion Turbine | GT | Electric Utility | 1 | 34.2 | 35 | 40 | NG | DFO | N | [6 empty] | Y | Y | 35 | 29 | 35 | 29 | 1H | 1H | N
6452 | Florida Power & Light Co | 613 | Lauderdale | FL | Broward | 4 | OP | Natural Gas Fired Combustion Turbine | GT | Electric Utility | 1 | 34.2 | 35 | 40 | NG | DFO | N | [6 empty] | Y | Y | 35 | 29 | 35 | 29 | 1H | 1H | N
6452 | Florida Power & Light Co | 613 | Lauderdale | FL | Broward | 4GT1 | OP | Natural Gas Fired Combined Cycle | CT | Electric Utility | 1 | 185 |  |  | NG | DFO | N | [6 empty] | Y | Y | 185 | 158 | 185 | 156 | 1H | 1H | N
6452 | Florida Power & Light Co | 613 | Lauderdale | FL | Broward | 4GT2 | OP | Natural Gas Fired Combined Cycle | CT | Electric Utility | 1 | 185 |  |  | NG | DFO | N | [6 empty] | Y | Y | 185 | 158 | 185 | 156 | 1H | 1H | N
6452 | Florida Power & Light Co | 613 | Lauderdale | FL | Broward | 5 | OP | Natural Gas Fired Combustion Turbine | GT | Electric Utility | 1 | 34.2 | 35 | 40 | NG | DFO | N | [6 empty] | Y | Y | 35 | 29 | 35 | 29 | 1H | 1H | N
6452 | Florida Power & Light Co | 613 | Lauderdale | FL | Broward | 5GT1 | OP | Natural Gas Fired Combined Cycle | CT | Electric Utility | 1 | 185 |  |  | NG | DFO | N | [6 empty] | Y | Y | 185 | 158 | 185 | 156 | 1H | 1H | N
6452 | Florida Power & Light Co | 613 | Lauderdale | FL | Broward | 5GT2 | OP | Natural Gas Fired Combined Cycle | CT | Electric Utility | 1 | 185 |  |  | NG | DFO | N | [6 empty] | Y | Y | 185 | 158 | 185 | 156 | 1H | 1H | N
6452 | Florida Power & Light Co | 613 | Lauderdale | FL | Broward | 6 | OP | Natural Gas Fired Combustion Turbine | GT | Electric Utility | 1 | 34.2 | 35 | 40 | NG | DFO | N | [6 empty] | Y | Y | 35 | 29 | 35 | 29 | 1H | 1H | N
6452 | Florida Power & Light Co | 613 | Lauderdale | FL | Broward | 7 | OP | Natural Gas Fired Combustion Turbine | GT | Electric Utility | 1 | 34.2 | 35 | 40 | NG | DFO | N | [6 empty] | Y | Y | 35 | 29 | 35 | 29 | 1H | 1H | N
6452 | Florida Power & Light Co | 613 | Lauderdale | FL | Broward | 8 | OP | Natural Gas Fired Combustion Turbine | GT | Electric Utility | 1 | 34.2 | 35 | 40 | NG | DFO | N | [6 empty] | Y | Y | 35 | 29 | 35 | 29 | 1H | 1H | N
6452 | Florida Power & Light Co | 613 | Lauderdale | FL | Broward | 9 | OP | Natural Gas Fired Combustion Turbine | GT | Electric Utility | 1 | 34.2 | 35 | 40 | NG | DFO | N | [6 empty] | Y | Y | 35 | 29 | 35 | 29 | 1H | 1H | N
6452 | Florida Power & Light Co | 613 | Lauderdale | FL | Broward | ST4 | OP | Natural Gas Fired Combined Cycle | CA | Electric Utility | 1 | 151.2 | 442 | 485 | NG | DFO | N | [6 empty] | Y | Y | 430 | 130 | 430 | 128 | 1H | 1H | N
6452 | Florida Power & Light Co | 613 | Lauderdale | FL | Broward | ST5 | OP | Natural Gas Fired Combined Cycle | CA | Electric Utility | 1 | 151.2 | 442 | 485 | NG | DFO | N | [6 empty] | Y | Y | 429 | 130 | 429 | 128 | 1H | 1H | N
6452 | Florida Power & Light Co | 617 | Port Everglades | FL | Broward | 10 | OP | Natural Gas Fired Combustion Turbine | GT | Electric Utility | 1 | 34.2 | 35 | 40 | NG | DFO | N | [6 empty] | Y | Y | 34 | 29 | 34 | 29 | 1H | 1H | N
6452 | Florida Power & Light Co | 617 | Port Everglades | FL | Broward | 11 | OP | Natural Gas Fired Combustion Turbine | GT | Electric Utility | 1 | 34.2 | 35 | 40 | NG | DFO | N | [6 empty] | Y | Y | 34 | 29 | 34 | 29 | 1H | 1H | N
6452 | Florida Power & Light Co | 617 | Port Everglades | FL | Broward | 12 | OP | Natural Gas Fired Combustion Turbine | GT | Electric Utility | 1 | 34.2 | 35 | 40 | NG | DFO | N | [6 empty] | Y | Y | 34 | 29 | 34 | 29 | 1H | 1H | N
6452 | Florida Power & Light Co | 617 | Port Everglades | FL | Broward | 6 | OP | Natural Gas Fired Combustion Turbine | GT | Electric Utility | 1 | 34.2 | 35 | 40 | NG | DFO | N | [6 empty] | Y | Y | 34 | 29 | 34 | 29 | 1H | 1H | N
6452 | Florida Power & Light Co | 617 | Port Everglades | FL | Broward | 7 | OP | Natural Gas Fired Combustion Turbine | GT | Electric Utility | 1 | 34.2 | 35 | 40 | NG | DFO | N | [6 empty] | Y | Y | 34 | 29 | 34 | 29 | 1H | 1H | N
6452 | Florida Power & Light Co | 617 | Port Everglades | FL | Broward | 8 | OP | Natural Gas Fired Combustion Turbine | GT | Electric Utility | 1 | 34.2 | 35 | 40 | NG | DFO | N | [6 empty] | Y | Y | 34 | 29 | 34 | 29 | 1H | 1H | N
6452 | Florida Power & Light Co | 617 | Port Everglades | FL | Broward | 9 | OP | Natural Gas Fired Combustion Turbine | GT | Electric Utility | 1 | 34.2 | 35 | 40 | NG | DFO | N | [6 empty] | Y | Y | 34 | 29 | 34 | 29 | 1H | 1H | N
6452 | Florida Power & Light Co | 617 | Port Everglades | FL | Broward | GT1 | OP | Natural Gas Fired Combustion Turbine | GT | Electric Utility | 1 | 34.2 | 35 | 40 | NG | DFO | N | [6 empty] | Y | Y | 34 | 29 | 34 | 29 | 1H | 1H | N
6452 | Florida Power & Light Co | 617 | Port Everglades | FL | Broward | GT2 | OP | Natural Gas Fired Combustion Turbine | GT | Electric Utility | 1 | 34.2 | 35 | 40 | NG | DFO | N | [6 empty] | Y | Y | 34 | 29 | 34 | 29 | 1H | 1H | N
6452 | Florida Power & Light Co | 617 | Port Everglades | FL | Broward | GT3 | OP | Natural Gas Fired Combustion Turbine | GT | Electric Utility | 1 | 34.2 | 35 | 40 | NG | DFO | N | [6 empty] | Y | Y | 34 | 29 | 34 | 29 | 1H | 1H | N
6452 | Florida Power & Light Co | 617 | Port Everglades | FL | Broward | GT4 | OP | Natural Gas Fired Combustion Turbine | GT | Electric Utility | 1 | 34.2 | 35 | 40 | NG | DFO | N | [6 empty] | Y | Y | 34 | 29 | 34 | 29 | 1H | 1H | N
6452 | Florida Power & Light Co | 617 | Port Everglades | FL | Broward | GT5 | OP | Natural Gas Fired Combustion Turbine | GT | Electric Utility | 1 | 34.2 | 35 | 40 | NG | DFO | N | [6 empty] | Y | Y | 34 | 29 | 34 | 29 | 1H | 1H | N
6452 | Florida Power & Light Co | 619 | Riviera | FL | Palm Beach | 5A | OP | Natural Gas Fired Combined Cycle | CT | Electric Utility | 1 | 265 |  |  | NG | DFO | N | [6 empty] | Y | Y | 249 | 248 | 227 | 209 | 6H | 6H | Y |  | Y
6452 | Florida Power & Light Co | 619 | Riviera | FL | Palm Beach | 5B | OP | Natural Gas Fired Combined Cycle | CT | Electric Utility | 1 | 265 |  |  | NG | DFO | N | [6 empty] | Y | Y | 249 | 248 | 227 | 209 | 6H | 6H | Y |  | Y
6452 | Florida Power & Light Co | 619 | Riviera | FL | Palm Beach | 5C | OP | Natural Gas Fired Combined Cycle | CT | Electric Utility | 1 | 265 |  |  | NG | DFO | N | [6 empty] | Y | Y | 249 | 248 | 227 | 209 | 6H | 6H | Y |  | Y
6452 | Florida Power & Light Co | 619 | Riviera | FL | Palm Beach | 5ST | OP | Natural Gas Fired Combined Cycle | CA | Electric Utility | 1 | 500 | 1212 | 1344 | NG | DFO | N | [6 empty] | Y | Y | 249 | 489 | 227 | 321 | 6H | 6H | Y |  | Y
6452 | Florida Power & Light Co | 621 | Turkey Point | FL | Miami Dade | 5CA | OP | Natural Gas Fired Combined Cycle | CA | Electric Utility | 1 | 472 | 1148 | 1178 | NG |  | N | [6 empty] | Y | Y | 451 | 467 | 333 | 359 | 1H | 6H | Y | Y | Y
6452 | Florida Power & Light Co | 621 | Turkey Point | FL | Miami Dade | 5CTA | OP | Natural Gas Fired Combined Cycle | CT | Electric Utility | 1 | 188 |  |  | NG | DFO | N | [6 empty] | Y | Y | 160 | 173 | 165 | 178 | 1H | 6H | Y | Y | Y
6452 | Florida Power & Light Co | 621 | Turkey Point | FL | Miami Dade | 5CTB | OP | Natural Gas Fired Combined Cycle | CT | Electric Utility | 1 | 188 |  |  | NG | DFO | N | [6 empty] | Y | Y | 160 | 173 | 165 | 178 | 1H | 6H | Y | Y | Y
6452 | Florida Power & Light Co | 621 | Turkey Point | FL | Miami Dade | 5CTC | OP | Natural Gas Fired Combined Cycle | CT | Electric Utility | 1 | 188 |  |  | NG | DFO | N | [6 empty] | Y | Y | 160 | 173 | 165 | 178 | 1H | 6H | Y | Y | Y
6452 | Florida Power & Light Co | 621 | Turkey Point | FL | Miami Dade | 5CTD | OP | Natural Gas Fired Combined Cycle | CT | Electric Utility | 1 | 188 |  |  | NG | DFO | N | [6 empty] | Y | Y | 160 | 173 | 165 | 178 | 1H | 6H | Y | Y | Y
6452 | Florida Power & Light Co | 621 | Turkey Point | FL | Miami Dade | ST1 | OP | Natural Gas Steam Turbine | ST | Electric Utility | 1 | 402 | 396 | 398 | NG | NG | Y | RFO | NG |  |  |  |  | Y | Y | 398 | 380 | 398 | 380 | 1H | 1H | N
6452 | Florida Power & Light Co | 621 | Turkey Point | FL | Miami Dade | ST2 | OP | Petroleum Liquids | ST | Electric Utility | 1 | 402 | 392 | 394 | RFO | NG | Y | RFO | NG |  |  |  |  | Y | Y | 400 | 380 | 400 | 380 | 1H | 1H | N
6455 | Duke Energy Florida, Inc | 624 | Avon Park | FL | Highlands | P1 | OP | Natural Gas Fired Combustion Turbine | GT | Electric Utility | 1 | 33.7 | 25 | 35 | NG | DFO | N | [6 empty] | Y | Y | 24 | 35 | 24 | 35 | 1H | 1H | Y | Y | Y
6455 | Duke Energy Florida, Inc | 630 | Higgins | FL | Pinellas | P1 | OP | Natural Gas Fired Combustion Turbine | GT | Electric Utility | 1 | 33.7 | 20 | 20 | NG | DFO | N | [6 empty] | Y | Y | 20 | 20 | 20 | 20 | 1H | 1H | Y | Y | Y
6455 | Duke Energy Florida, Inc | 630 | Higgins | FL | Pinellas | P2 | OP | Natural Gas Fired Combustion Turbine | GT | Electric Utility | 1 | 33.7 | 25 | 25 | NG | DFO | N | [6 empty] | Y | Y | 25 | 25 | 25 | 25 | 1H | 1H | Y | Y | Y
6455 | Duke Energy Florida, Inc | 630 | Higgins | FL | Pinellas | P3 | OP | Natural Gas Fired Combustion Turbine | GT | Electric Utility | 1 | 42.9 | 32 | 36 | NG | DFO | N | [6 empty] | Y | Y | 30 | 36 | 30 | 36 | 1H | 1H | Y | Y | Y
6455 | Duke Energy Florida, Inc | 630 | Higgins | FL | Pinellas | P4 | OP | Natural Gas Fired Combustion Turbine | GT | Electric Utility | 1 | 42.9 | 32 | 35 | NG | DFO | N | [6 empty] | Y | Y | 30 | 35 | 30 | 35 | 1H | 1H | Y | Y | Y
6455 | Duke Energy Florida, Inc | 634 | P L Bartow | FL | Pinellas | 4AGT | OP | Natural Gas Fired Combined Cycle | CT | Electric Utility | 1 | 208.2 | 168 | 203 | NG | DFO | N | [6 empty] | Y | Y | 173 | 201 | 173 | 201 | 24H | 24H | Y | Y | Y
6455 | Duke Energy Florida, Inc | 634 | P L Bartow | FL | Pinellas | 4BGT | OP | Natural Gas Fired Combined Cycle | CT | Electric Utility | 1 | 208.2 | 169 | 206 | NG | DFO | N | [6 empty] | Y | Y | 175 | 203 | 175 | 203 | 24H | 24H | Y | Y | Y
6455 | Duke Energy Florida, Inc | 634 | P L Bartow | FL | Pinellas | 4CGT | OP | Natural Gas Fired Combined Cycle | CT | Electric Utility | 1 | 208.2 | 172 | 206 | NG | DFO | N | [6 empty] | Y | Y | 172 | 201 | 172 | 201 | 24H | 24H | Y | Y | Y
6455 | Duke Energy Florida, Inc | 634 | P L Bartow | FL | Pinellas | 4DGT | OP | Natural Gas Fired Combined Cycle | CT | Electric Utility | 1 | 208.2 | 167 | 203 | NG | DFO | N | [6 empty] | Y | Y | 172 | 201 | 172 | 201 | 24H | 24H | Y | Y | Y
6455 | Duke Energy Florida, Inc | 634 | P L Bartow | FL | Pinellas | 4ST | OP | Natural Gas Fired Combined Cycle | CA | Electric Utility | 1 | 421.2 | 429 | 367 | NG | DFO | N | [6 empty] | Y | Y | 382 | 429 | 382 | 429 | 24H | 24H | Y | Y | Y
6455 | Duke Energy Florida, Inc | 634 | P L Bartow | FL | Pinellas | P2 | OP | Natural Gas Fired Combustion Turbine | GT | Electric Utility | 1 | 55.4 | 42 | 57 | NG | DFO | N | [6 empty] | Y | Y | 43 | 57 | 43 | 57 | 6H | 6H | Y | Y | Y
6455 | Duke Energy Florida, Inc | 634 | P L Bartow | FL | Pinellas | P4 | OP | Natural Gas Fired Combustion Turbine | GT | Electric Utility | 1 | 55.4 | 47 | 61 | NG | DFO | N | [6 empty] | Y | Y | 49 | 61 | 49 | 61 | 24H | 24H | Y | Y | Y
6455 | Duke Energy Florida, Inc | 638 | Suwannee River | FL | Suwannee | 1 | OP | Natural Gas Steam Turbine | ST | Electric Utility | 1 | 34.5 | 28 | 28 | NG | RFO | N | [6 empty] | Y | Y | 28 | 28 | 28 | 28 | UNK | UNK | Y | Y
6455 | Duke Energy Florida, Inc | 638 | Suwannee River | FL | Suwannee | 2 | OP | Natural Gas Steam Turbine | ST | Electric Utility | 1 | 37.5 | 29 | 28 | NG | RFO | N | [6 empty] | Y | Y | 29 | 28 | 29 | 28 | UNK | UNK | Y | Y
6455 | Duke Energy Florida, Inc | 638 | Suwannee River | FL | Suwannee | 3 | OP | Natural Gas Steam Turbine | ST | Electric Utility | 1 | 75 | 71 | 73 | NG | RFO | N | [6 empty] | Y | Y | 71 | 73 | 71 | 73 | UNK | UNK | Y | Y
6455 | Duke Energy Florida, Inc | 638 | Suwannee River | FL | Suwannee | P1 | OP | Natural Gas Fired Combustion Turbine | GT | Electric Utility | 1 | 61.2 | 52 | 67 | NG | DFO | N | [6 empty] | Y | Y | 52 | 67 | 52 | 67 | 1H | 1H | Y | Y | Y
6455 | Duke Energy Florida, Inc | 638 | Suwannee River | FL | Suwannee | P3 | OP | Natural Gas Fired Combustion Turbine | GT | Electric Utility | 1 | 61.2 | 52 | 67 | NG | DFO | N | [6 empty] | Y | Y | 52 | 67 | 52 | 67 | 1H | 1H | Y | Y | Y
7801 | Gulf Power Co | 641 | Crist | FL | Escambia | 4 | OP | Conventional Steam Coal | ST | Electric Utility | 1 | 93.7 | 75 | 75 | BIT | NG | Y | NG | BIT |  |  |  |  | N
7801 | Gulf Power Co | 641 | Crist | FL | Escambia | 5 | OP | Conventional Steam Coal | ST | Electric Utility | 1 | 93.7 | 75 | 75 | BIT | NG | Y | NG | BIT |  |  |  |  | N
7801 | Gulf Power Co | 641 | Crist | FL | Escambia | 6 | OP | Conventional Steam Coal | ST | Electric Utility | 1 | 369.7 | 299 | 299 | BIT | NG | Y | NG | BIT |  |  |  |  | N
18454 | Tampa Electric Co | 645 | Big Bend | FL | Hillsborough | GT4 | OP | Natural Gas Fired Combustion Turbine | GT | Electric Utility | 1 | 62 | 56 | 61 | NG | DFO | N | [6 empty] | Y | Y | 56 | 61 | 56 | 61 | 1H | 1H | Y |  | Y
6909 | Gainesville Regional Utilities | 663 | Deerhaven Generating Station | FL | Alachua | 1 | OP | Natural Gas Steam Turbine | ST | Electric Utility | 1 | 75 | 75 | 75 | NG | RFO | Y | NG | RFO |  |  |  |  | Y | Y | 75 | 75 | 75 | 75 | 6H | 1H | Y | Y
6909 | Gainesville Regional Utilities | 663 | Deerhaven Generating Station | FL | Alachua | GT1 | OP | Natural Gas Fired Combustion Turbine | GT | Electric Utility | 1 | 24.6 | 17.5 | 20 | NG | DFO | N | [6 empty] | Y | Y | 17.5 | 20 | 17.5 | 20 | 1H | 1H | Y | Y
6909 | Gainesville Regional Utilities | 663 | Deerhaven Generating Station | FL | Alachua | GT2 | OP | Natural Gas Fired Combustion Turbine | GT | Electric Utility | 1 | 24.6 | 17.5 | 20 | NG | DFO | N | [6 empty] | Y | Y | 17.5 | 20 | 17.5 | 20 | 1H | 1H | Y | Y
6909 | Gainesville Regional Utilities | 663 | Deerhaven Generating Station | FL | Alachua | GT3 | OP | Natural Gas Fired Combustion Turbine | GT | Electric Utility | 1 | 96.1 | 75 | 81 | NG | DFO | N | [6 empty] | Y | Y | 75 | 81 | 75 | 81 | 1H | 1H | Y | Y
6909 | Gainesville Regional Utilities | 664 | John R Kelly | FL | Alachua | 8 | OP | Natural Gas Fired Combined Cycle | CA | Electric Utility | 1 | 50 | 37 | 37 | NG | DFO | N | [6 empty] | Y | Y | 37 | 37 | 37 | 37 | 1H | 1H | Y | Y | Y
6909 | Gainesville Regional Utilities | 664 | John R Kelly | FL | Alachua | CT04 | OP | Natural Gas Fired Combined Cycle | CT | Electric Utility | 1 | 96.1 | 75 | 81 | NG | DFO | N | [6 empty] | Y | Y | 75 | 81 | 75 | 81 | 1H | 1H | Y | Y | Y
8795 | City of Homestead - (FL) | 665 | G W Ivey | FL | Miami Dade | 13 | OP | Natural Gas Internal Combustion Engine | IC | Electric Utility | 1 | 2 | 1.8 | 1.8 | NG | DFO | N | [6 empty] | Y | Y | 1.8 | 1.8 | 1.8 | 1.8 | 1H | 1H | Y |  | Y
8795 | City of Homestead - (FL) | 665 | G W Ivey | FL | Miami Dade | 14 | OP | Natural Gas Internal Combustion Engine | IC | Electric Utility | 1 | 2 | 1.8 | 1.8 | NG | DFO | N | [6 empty] | Y | Y | 1.8 | 1.8 | 1.8 | 1.8 | 1H | 1H | Y |  | Y
8795 | City of Homestead - (FL) | 665 | G W Ivey | FL | Miami Dade | 15 | OP | Natural Gas Internal Combustion Engine | IC | Electric Utility | 1 | 2 | 1.8 | 1.8 | NG | DFO | N | [6 empty] | Y | Y | 1.8 | 1.8 | 1.8 | 1.8 | 1H | 1H | Y |  | Y
8795 | City of Homestead - (FL) | 665 | G W Ivey | FL | Miami Dade | 16 | OP | Natural Gas Internal Combustion Engine | IC | Electric Utility | 1 | 2 | 1.8 | 1.8 | NG | DFO | N | [6 empty] | Y | Y | 1.8 | 1.8 | 1.8 | 1.8 | 1H | 1H | Y |  | Y
8795 | City of Homestead - (FL) | 665 | G W Ivey | FL | Miami Dade | 17 | OP | Natural Gas Internal Combustion Engine | IC | Electric Utility | 1 | 2 | 1.8 | 1.8 | NG | DFO | N | [6 empty] | Y | Y | 1.8 | 1.8 | 1.8 | 1.8 | 1H | 1H | Y |  | Y
8795 | City of Homestead - (FL) | 665 | G W Ivey | FL | Miami Dade | 19 | OP | Natural Gas Internal Combustion Engine | IC | Electric Utility | 1 | 8.8 | 8 | 8 | NG | DFO | N | [6 empty] | Y | Y | 8 | 8 | 8 | 8 | 1H | 1H | Y |  | Y
8795 | City of Homestead - (FL) | 665 | G W Ivey | FL | Miami Dade | 2 | OP | Natural Gas Internal Combustion Engine | IC | Electric Utility | 1 | 2 | 1.8 | 1.8 | NG | DFO | N | [6 empty] | Y | Y | 1.8 | 1.8 | 1.8 | 1.8 | 1H | 1H | Y |  | Y
8795 | City of Homestead - (FL) | 665 | G W Ivey | FL | Miami Dade | 20 | OP | Natural Gas Internal Combustion Engine | IC | Electric Utility | 1 | 6.4 | 6 | 6 | NG | DFO | N | [6 empty] | Y | Y | 6 | 6 | 6 | 6 | 1H | 1H | Y |  | Y
8795 | City of Homestead - (FL) | 665 | G W Ivey | FL | Miami Dade | 21 | OP | Natural Gas Internal Combustion Engine | IC | Electric Utility | 1 | 6.4 | 6 | 6 | NG | DFO | N | [6 empty] | Y | Y | 6 | 6 | 6 | 6 | 1H | 1H | Y |  | Y
8795 | City of Homestead - (FL) | 665 | G W Ivey | FL | Miami Dade | 3 | OP | Natural Gas Internal Combustion Engine | IC | Electric Utility | 1 | 2 | 1.8 | 1.8 | NG | DFO | N | [6 empty] | Y | Y | 1.8 | 1.8 | 1.8 | 1.8 | 1H | 1H | Y |  | Y
9617 | JEA | 666 | J D Kennedy | FL | Duval | GT37 | OP | Natural Gas Fired Combustion Turbine | GT | Electric Utility | 1 | 185 | 158.6 | 191.2 | NG | DFO | N | [6 empty] | Y | N | 150 | 185.9 | 178.6 | 191.2 | 72H | 1H | Y |  | Y
9617 | JEA | 666 | J D Kennedy | FL | Duval | GT38 | OP | Natural Gas Fired Combustion Turbine | GT | Electric Utility | 1 | 185 | 158.6 | 191.2 | NG | DFO | N | [6 empty] | Y | N | 150 | 185.9 | 178.6 | 191.2 | 72H | 1H | Y |  | Y
9617 | JEA | 667 | Northside Generating Station | FL | Duval | 1 | OP | Conventional Steam Coal | ST | Electric Utility | 1 | 297.5 | 293 | 293 | BIT | PC | Y | BIT | PC | NG |  |  |  | N
9617 | JEA | 667 | Northside Generating Station | FL | Duval | 2 | OP | Conventional Steam Coal | ST | Electric Utility | 1 | 297.5 | 293 | 293 | BIT | PC | Y | BIT | PC | NG |  |  |  | N
9617 | JEA | 667 | Northside Generating Station | FL | Duval | ST3 | OP | Natural Gas Steam Turbine | ST | Electric Utility | 1 | 563.7 | 524 | 524 | NG | RFO | Y | NG | RFO |  |  |  |  | Y | Y | 524 | 524 | 524 | 524 | 1H | 1H | N
10620 | City of Lake Worth - (FL) | 673 | Tom G Smith | FL | Palm Beach | GT2 | OP | Natural Gas Fired Combined Cycle | CT | Electric Utility | 1 | 21.4 | 21 | 23 | NG | DFO | N | [6 empty] | Y | Y | 19 | 19 | 19 | 19 | 6H | 1H | N
10620 | City of Lake Worth - (FL) | 673 | Tom G Smith | FL | Palm Beach | S3 | OP | Natural Gas Steam Turbine | ST | Electric Utility | 1 | 26.5 | 22 | 24 | NG | RFO | N | [6 empty] | Y | Y | 26 | 26 | 26 | 26 | 6H | 6H | Y |  | Y
10620 | City of Lake Worth - (FL) | 673 | Tom G Smith | FL | Palm Beach | S5 | OP | Natural Gas Fired Combined Cycle | CA | Electric Utility | 1 | 10 | 9 | 9 | NG | DFO | N | [6 empty] | Y | Y | 10 | 10 | 10 | 10 | 6H | 6H | Y |  | Y
10623 | City of Lakeland - (FL) | 675 | Larsen Memorial | FL | Polk | 2 | OP | Natural Gas Fired Combustion Turbine | GT | Electric Utility | 1 | 11.2 | 10 | 14 | NG | DFO | N | [6 empty] | Y | Y | 10 | 14 | 10 | 14 | 6H | 6H | N
10623 | City of Lakeland - (FL) | 675 | Larsen Memorial | FL | Polk | 3 | OP | Natural Gas Fired Combustion Turbine | GT | Electric Utility | 1 | 11.2 | 9 | 13 | NG | DFO | N | [6 empty] | Y | Y | 9 | 13 | 9 | 13 | 6H | 6H | N
10623 | City of Lakeland - (FL) | 675 | Larsen Memorial | FL | Polk | 8 | OP | Natural Gas Fired Combined Cycle | CT | Electric Utility | 1 | 86.2 | 76 | 93 | NG | DFO | N | [6 empty] | Y | Y | 73 | 90 | 76 | 93 | 1H | 1H | Y |  | Y
10623 | City of Lakeland - (FL) | 676 | C D McIntosh Jr | FL | Polk | 3 | OP | Conventional Steam Coal | ST | Electric Utility | 1 | 363.8 | 342 | 342 | BIT | NG | Y | BIT | NG |  |  |  |  | N
10623 | City of Lakeland - (FL) | 676 | C D McIntosh Jr | FL | Polk | GT1 | OP | Natural Gas Fired Combustion Turbine | GT | Electric Utility | 1 | 26.6 | 16 | 19 | NG | DFO | N | [6 empty] | Y | Y | 16 | 19 | 16 | 19 | 1H | 1H | N
10623 | City of Lakeland - (FL) | 676 | C D McIntosh Jr | FL | Polk | ST2 | OP | Natural Gas Steam Turbine | ST | Electric Utility | 1 | 126 | 106 | 106 | NG | RFO | Y | NG | RFO |  |  |  |  | Y | Y | 106 | 106 | 103 | 103 | 1H | 1H | N
14610 | Orlando Utilities Comm | 683 | Indian River Plant | FL | Brevard | A | OP | Natural Gas Fired Combustion Turbine | GT | Electric Utility | 1 | 41.4 | 37 | 48 | NG | DFO | N | [6 empty] | Y | Y | 37 | 48 | 36 | 48 | 1H | 1H | N
14610 | Orlando Utilities Comm | 683 | Indian River Plant | FL | Brevard | B | OP | Natural Gas Fired Combustion Turbine | GT | Electric Utility | 1 | 41.4 | 37 | 48 | NG | DFO | N | [6 empty] | Y | Y | 37 | 48 | 36 | 48 | 1H | 1H | N
14610 | Orlando Utilities Comm | 683 | Indian River Plant | FL | Brevard | C | OP | Natural Gas Fired Combustion Turbine | GT | Electric Utility | 1 | 130 | 108 | 127 | NG | DFO | N | [6 empty] | Y | Y | 108 | 127 | 111 | 127 | 1H | 1H | Y |  | Y
14610 | Orlando Utilities Comm | 683 | Indian River Plant | FL | Brevard | D | OP | Natural Gas Fired Combustion Turbine | GT | Electric Utility | 1 | 130 | 108 | 127 | NG | DFO | Y | NG | DFO |  |  |  |  | Y | Y | 108 | 127 | 111 | 127 | 1H | 1H | Y |  | Y
18445 | City of Tallahassee - (FL) | 688 | Arvah B Hopkins | FL | Leon | 1 | OP | Natural Gas Steam Turbine | ST | Electric Utility | 1 | 75 | 76 | 78 | NG | RFO | Y | NG | RFO |  |  |  |  | Y | Y | 75 | 78 | 53 | 78 | 6H | 1H | Y |  | Y
18445 | City of Tallahassee - (FL) | 688 | Arvah B Hopkins | FL | Leon | 2 | OP | Natural Gas Fired Combined Cycle | CA | Electric Utility | 1 | 259.2 | 141 | 145 | NG |  | N | [6 empty] | Y | Y | 235 | 265 | 250 | 275 | 1H | 1H | Y |  | Y
18445 | City of Tallahassee - (FL) | 688 | Arvah B Hopkins | FL | Leon | CT 2A | OP | Natural Gas Fired Combined Cycle | CT | Electric Utility | 1 | 198.9 | 159 | 185 | NG | DFO | N | [6 empty] | Y | Y | 160 | 175 | 160 | 175 | 1H | 1H | Y |  | Y
18445 | City of Tallahassee - (FL) | 688 | Arvah B Hopkins | FL | Leon | GT1 | OP | Natural Gas Fired Combustion Turbine | GT | Electric Utility | 1 | 16.3 | 12 | 14 | NG | DFO | N | [6 empty] | Y | Y | 12 | 14 | 12 | 14 | 1H | 1H | Y |  | Y
18445 | City of Tallahassee - (FL) | 688 | Arvah B Hopkins | FL | Leon | GT2 | OP | Natural Gas Fired Combustion Turbine | GT | Electric Utility | 1 | 27 | 24 | 26 | NG | DFO | N | [6 empty] | Y | Y | 22 | 27 | 22 | 27 | 1H | 1H | Y |  | Y
18445 | City of Tallahassee - (FL) | 688 | Arvah B Hopkins | FL | Leon | GT3 | OP | Natural Gas Fired Combustion Turbine | GT | Electric Utility | 1 | 60 | 46 | 48 | NG | DFO | N | [6 empty] | Y | Y | 42 | 48 | 42 | 48 | 1H | 1H | Y |  | Y
18445 | City of Tallahassee - (FL) | 688 | Arvah B Hopkins | FL | Leon | GT4 | OP | Natural Gas Fired Combustion Turbine | GT | Electric Utility | 1 | 60 | 46 | 48 | NG | DFO | N | [6 empty] | Y | Y | 42 | 48 | 42 | 48 | 1H | 1H | Y |  | Y
18445 | City of Tallahassee - (FL) | 689 | S O Purdom | FL | Wakulla | 8 | OP | Natural Gas Fired Combined Cycle | CT | Electric Utility | 1 | 160 | 154 | 182 | NG | DFO | N | [6 empty] | Y | Y | 150 | 182 | 150 | 182 | UNK | UNK | N
18445 | City of Tallahassee - (FL) | 689 | S O Purdom | FL | Wakulla | 9 | OP | Natural Gas Fired Combined Cycle | CA | Electric Utility | 1 | 87 | 72 | 76 | NG | DFO | N | [6 empty] | Y | Y | 72 | 76 | 72 | 76 | UNK | UNK | N
18445 | City of Tallahassee - (FL) | 689 | S O Purdom | FL | Wakulla | GT1 | OP | Natural Gas Fired Combustion Turbine | GT | Electric Utility | 1 | 15 | 10 | 10 | NG | DFO | N | [6 empty] | Y | Y | 10 | 10 | 10 | 10 | UNK | UNK | N
18445 | City of Tallahassee - (FL) | 689 | S O Purdom | FL | Wakulla | GT2 | OP | Natural Gas Fired Combustion Turbine | GT | Electric Utility | 1 | 15 | 10 | 10 | NG | DFO | N | [6 empty] | Y | Y | 10 | 10 | 10 | 10 | UNK | UNK | N
7140 | Georgia Power Co | 710 | Jack McDonough | GA | Cobb | 3A | OP | Natural Gas Fired Combustion Turbine | GT | Electric Utility | 1 | 41.8 | 40 | 40 | NG | DFO | N | [6 empty] | Y | Y | 32 | 40 | 32 | 40 | 1H | 1H | Y |  | Y
7140 | Georgia Power Co | 710 | Jack McDonough | GA | Cobb | 3B | OP | Natural Gas Fired Combustion Turbine | GT | Electric Utility | 1 | 41.8 | 40 | 40 | NG | DFO | N | [6 empty] | Y | Y | 32 | 40 | 32 | 40 | 1H | 1H | Y |  | Y
7140 | Georgia Power Co | 710 | Jack McDonough | GA | Cobb | 5ACT | OP | Natural Gas Fired Combined Cycle | CT | Electric Utility | 1 | 232.5 | 231.5 | 269 | NG | DFO | N | [6 empty] | Y | N | 231.5 | 269 | 231.5 | 269 | 1H | 1H | Y |  | Y
7140 | Georgia Power Co | 710 | Jack McDonough | GA | Cobb | CT4A | OP | Natural Gas Fired Combined Cycle | CT | Electric Utility | 1 | 232.5 | 231.5 | 269 | NG | DFO | N | [6 empty] | Y | N | 231.5 | 269 | 231.5 | 269 | 1H | 1H | Y |  | Y
7140 | Georgia Power Co | 728 | Yates | GA | Coweta | 6 | OP | Natural Gas Steam Turbine | ST | Electric Utility | 1 | 403.7 | 352 | 352 | NG | NG | Y | BIT | NG |  |  |  |  | N
7140 | Georgia Power Co | 728 | Yates | GA | Coweta | 7 | OP | Natural Gas Steam Turbine | ST | Electric Utility | 1 | 403.7 | 355 | 355 | NG | NG | Y | BIT | NG |  |  |  |  | N
7140 | Georgia Power Co | 732 | Boulevard | GA | Chatham | 1 | OP | Natural Gas Fired Combustion Turbine | GT | Electric Utility | 1 | 15.6 | 14 | 18.6 | NG | DFO | N | [6 empty] | Y |  | 14 | 18.6 | 14 | 18.6 | 1H | 1H | N
7140 | Georgia Power Co | 733 | Kraft | GA | Chatham | PWA | OP | Natural Gas Fired Combustion Turbine | GT | Electric Utility | 1 | 18.5 | 17 | 20.3 | NG | DFO | N | [6 empty] | Y | Y | 17 | 17 | 17 | 17 | 1H | 1H | N
4538 | Crisp County Power Comm | 753 | Crisp Plant | GA | WORTH | 1 | OP | Conventional Steam Coal | ST | Electric Utility | 1 | 12.5 | 10 | 10 | BIT | NG | Y | BIT | NG |  |  |  |  | N
5748 | Electric Energy Inc | 887 | Joppa Steam | IL | Massac | 1 | OP | Conventional Steam Coal | ST | IPP Non-CHP | 2 | 183.3 | 159 | 167 | SUB | NG | Y | SUB | NG |  |  |  |  | N | N
5748 | Electric Energy Inc | 887 | Joppa Steam | IL | Massac | 4 | OP | Conventional Steam Coal | ST | IPP Non-CHP | 2 | 183.3 | 160 | 167 | SUB | NG | Y | SUB | NG |  |  |  |  | N
5517 | Dynegy Midwest Generation Inc | 892 | Hennepin Power Station | IL | Putnam | 1 | OP | Conventional Steam Coal | ST | IPP Non-CHP | 2 | 75 | 66 | 68 | SUB | NG | Y | SUB | NG |  |  |  |  | N
5517 | Dynegy Midwest Generation Inc | 892 | Hennepin Power Station | IL | Putnam | 2 | OP | Conventional Steam Coal | ST | IPP Non-CHP | 2 | 231.3 | 218 | 226 | SUB | NG | Y | SUB | NG |  |  |  |  | N
5517 | Dynegy Midwest Generation Inc | 898 | Wood River | IL | Madison | 4 | OP | Conventional Steam Coal | ST | IPP Non-CHP | 2 | 112.5 | 89.5 | 92.2 | SUB | NG | Y | SUB | NG |  |  |  |  | N
5517 | Dynegy Midwest Generation Inc | 898 | Wood River | IL | Madison | 5 | OP | Conventional Steam Coal | ST | IPP Non-CHP | 2 | 387.6 | 375.5 | 381 | SUB | NG | Y | SUB | NG |  |  |  |  | N
19436 | Union Electric Co - (MO) | 913 | Venice | IL | Madison | GT2 | OP | Natural Gas Fired Combustion Turbine | GT | Electric Utility | 1 | 61 | 48 | 59 | NG | DFO | N | [6 empty] | Y | N | 48 | 53 | 48 | 53 | 6H | 6H | Y | Y
2188 | City of Breese - (IL) | 934 | Breese | IL | Clinton | 2 | SB | Petroleum Liquids | IC | Electric Utility | 1 | 3 | 3 | 3 | DFO | NG | Y | DFO | NG |  |  |  |  | N
2188 | City of Breese - (IL) | 934 | Breese | IL | Clinton | IC3 | SB | Petroleum Liquids | IC | Electric Utility | 1 | 3 | 3 | 3 | DFO | NG | Y | DFO | NG |  |  |  |  | N
3037 | City of Carlyle - (IL) | 936 | Carlyle | IL | CLINTON | 1 | SB | Petroleum Liquids | IC | Electric Utility | 1 | 3 | 3 | 3 | DFO | NG | Y | DFO | NG |  |  |  |  | Y | Y | 3 | 3 | 3 | 3 | 1H | 6H | Y | Y
3037 | City of Carlyle - (IL) | 936 | Carlyle | IL | CLINTON | 7 | SB | Petroleum Liquids | IC | Electric Utility | 1 | 2 | 2 | 2 | DFO | NG | Y | DFO | NG |  |  |  |  | Y | Y | 2 | 2 | 2 | 2 | 1H | 6H | Y | Y
3040 | City of Carmi - (IL) | 937 | Carmi | IL | White | 10 | OP | Petroleum Liquids | IC | Electric Utility | 1 | 1.7 | 1.6 | 1.6 | DFO | NG | Y | NG | DFO |  |  |  |  | Y | Y | 1.64 | 1.64 | 1.64 | 1.64 | 1H | 6H | Y |  |  | Y
3040 | City of Carmi - (IL) | 937 | Carmi | IL | White | 11 | OP | Petroleum Liquids | IC | Electric Utility | 1 | 2.7 | 2.7 | 2.7 | DFO | NG | Y | NG | DFO |  |  |  |  | Y | Y | 2.67 | 2.67 | 2.67 | 2.67 | 1H | 6H | Y |  |  | Y
3040 | City of Carmi - (IL) | 937 | Carmi | IL | White | 12 | OP | Petroleum Liquids | IC | Electric Utility | 1 | 2 | 1.8 | 1.8 | DFO | NG | Y | NG | DFO |  |  |  |  | Y | Y | 1.84 | 1.84 | 1.84 | 1.84 | 1H | 6H | Y |  |  | Y
3040 | City of Carmi - (IL) | 937 | Carmi | IL | White | 13 | OP | Petroleum Liquids | IC | Electric Utility | 1 | 4.4 | 4.3 | 4.3 | DFO | NG | Y | NG | DFO |  |  |  |  | Y | Y | 4.4 | 4.4 | 4.4 | 4.4 | 1H | 6H | Y |  |  | Y
3040 | City of Carmi - (IL) | 937 | Carmi | IL | White | 8 | OP | Petroleum Liquids | IC | Electric Utility | 1 | 1.4 | 1.2 | 1.2 | DFO | NG | Y | NG | DFO |  |  |  |  | Y | Y | 1.18 | 1.18 | 1.18 | 1.18 | 1H | 6H | Y |  |  | Y
3040 | City of Carmi - (IL) | 937 | Carmi | IL | White | 9 | OP | Petroleum Liquids | IC | Electric Utility | 1 | 1.7 | 1.5 | 1.5 | DFO | NG | Y | NG | DFO |  |  |  |  | Y | Y | 1.46 | 1.46 | 1.46 | 1.46 | 1H | 6H | Y |  |  | Y
6192 | City of Farmer City - (IL) | 941 | Farmer City | IL | DeWitt | 1 | OP | Natural Gas Internal Combustion Engine | IC | Electric Utility | 1 | 1.5 | 1.3 | 1.3 | NG | DFO | Y | DFO | NG |  |  |  |  | N | Y | 1.3 |  | 1.3
6192 | City of Farmer City - (IL) | 941 | Farmer City | IL | DeWitt | 5 | OP | Natural Gas Internal Combustion Engine | IC | Electric Utility | 1 | 3.5 | 2.8 | 2.8 | NG | DFO | Y | DFO | NG |  |  |  |  | N | Y | 2.7 |  | 2.7
7095 | City of Geneseo - (IL) | 944 | Geneseo | IL | Henry | 1 | OP | Natural Gas Internal Combustion Engine | IC | Electric Utility | 1 | 5.6 | 4.4 | 4.4 | NG | DFO | Y | NG | DFO |  |  |  |  | Y | Y | 5.6 | 5.6 | 5.6 | 5.6 | 1H | 1H | N
7095 | City of Geneseo - (IL) | 944 | Geneseo | IL | Henry | 2 | OP | Natural Gas Internal Combustion Engine | IC | Electric Utility | 1 | 3.5 | 2.8 | 2.8 | NG | DFO | Y | NG | DFO |  |  |  |  | Y | Y | 3.5 | 3.5 | 3.5 | 3.5 | 1H | 1H | N
7095 | City of Geneseo - (IL) | 944 | Geneseo | IL | Henry | 3 | OP | Natural Gas Internal Combustion Engine | IC | Electric Utility | 1 | 3.5 | 2.8 | 2.8 | NG | DFO | Y | NG | DFO |  |  |  |  | Y | Y | 3.5 | 3.5 | 3.5 | 3.5 | 1H | 1H | N
7095 | City of Geneseo - (IL) | 944 | Geneseo | IL | Henry | 4 | OP | Natural Gas Internal Combustion Engine | IC | Electric Utility | 1 | 1.6 | 1.3 | 1.3 | NG | DFO | Y | NG | DFO |  |  |  |  | Y | Y | 1.6 | 1.6 | 1.6 | 1.6 | 1H | 1H | N
7095 | City of Geneseo - (IL) | 944 | Geneseo | IL | Henry | 5A | OP | Natural Gas Internal Combustion Engine | IC | Electric Utility | 1 | 4.4 | 3.4 | 3.4 | NG | DFO | Y | NG | DFO |  |  |  |  | Y | Y | 4.4 | 4.4 | 4.4 | 4.4 | 1H | 1H | N
7095 | City of Geneseo - (IL) | 944 | Geneseo | IL | Henry | 6A | OP | Natural Gas Internal Combustion Engine | IC | Electric Utility | 1 | 3 | 2.4 | 2.4 | NG | DFO | Y | NG | DFO |  |  |  |  | Y | Y | 3 | 3 | 3 | 3 | 1H | 1H | N
7095 | City of Geneseo - (IL) | 944 | Geneseo | IL | Henry | 7 | OP | Natural Gas Internal Combustion Engine | IC | Electric Utility | 1 | 3 | 2.4 | 2.4 | NG | DFO | Y | NG | DFO |  |  |  |  | Y | Y | 3 | 3 | 3 | 3 | 1H | 1H | N
8573 | City of Highland | 946 | Highland | IL | Madison | IC5 | SB | Petroleum Liquids | IC | Electric Utility | 1 | 2 | 2 | 2 | DFO | NG | N | [6 empty] | Y | Y | 2 | 2 | 2 | 0 | 1H | 1H | Y | Y | Y
8573 | City of Highland | 946 | Highland | IL | Madison | IC6 | SB | Petroleum Liquids | IC | Electric Utility | 1 | 2 | 2 | 2 | DFO | NG | N | [6 empty] | Y | Y | 2 | 2 | 2 | 0 | 1H | 1H | Y | Y | Y
8573 | City of Highland | 946 | Highland | IL | Madison | IC7 | SB | Petroleum Liquids | IC | Electric Utility | 1 | 4.4 | 4 | 4 | DFO | NG | N | [6 empty] | Y | Y | 4 | 4 | 4 | 0 | 1H | 1H | Y | Y | Y
8573 | City of Highland | 946 | Highland | IL | Madison | IC8 | SB | Petroleum Liquids | IC | Electric Utility | 1 | 4.4 | 4 | 4 | DFO | NG | N | [6 empty] | Y | Y | 4 | 4 | 4 | 0 | 1H | 1H | Y | Y | Y
15388 | City of Princeton - (IL) | 957 | Princeton (IL) | IL | Bureau | 1 | SB | Natural Gas Internal Combustion Engine | IC | Electric Utility | 1 | 2.3 | 2.3 | 2.3 | NG | DFO | Y | DFO | NG |  |  |  |  | N | Y | 2.3 |  | 2.3
15388 | City of Princeton - (IL) | 957 | Princeton (IL) | IL | Bureau | 2 | SB | Natural Gas Internal Combustion Engine | IC | Electric Utility | 1 | 3 | 3 | 3 | NG | DFO | Y | DFO | NG |  |  |  |  | N | Y | 3 |  | 3
15388 | City of Princeton - (IL) | 957 | Princeton (IL) | IL | Bureau | 3 | SB | Natural Gas Internal Combustion Engine | IC | Electric Utility | 1 | 3.4 | 3.4 | 3.4 | NG | DFO | Y | DFO | NG |  |  |  |  | N | Y | 3.4 |  | 3.4
15388 | City of Princeton - (IL) | 957 | Princeton (IL) | IL | Bureau | 4 | SB | Natural Gas Internal Combustion Engine | IC | Electric Utility | 1 | 3.4 | 3.4 | 3.4 | NG | DFO | Y | DFO | NG |  |  |  |  | N | Y | 3.4 |  | 3.4
15388 | City of Princeton - (IL) | 957 | Princeton (IL) | IL | Bureau | 5 | SB | Natural Gas Internal Combustion Engine | IC | Electric Utility | 1 | 4.4 | 4.4 | 4.4 | NG | DFO | Y | DFO | NG |  |  |  |  | N | Y | 4.4 |  | 4.4
15388 | City of Princeton - (IL) | 957 | Princeton (IL) | IL | Bureau | 6 | SB | Natural Gas Internal Combustion Engine | IC | Electric Utility | 1 | 5.6 | 5.5 | 5.5 | NG | DFO | Y | DFO | NG |  |  |  |  | N | Y | 5.5 | 5.5 | 5.5 | 5.5
15388 | City of Princeton - (IL) | 957 | Princeton (IL) | IL | Bureau | 7 | SB | Natural Gas Internal Combustion Engine | IC | Electric Utility | 1 | 7 | 7 | 7 | NG | DFO | Y | DFO | NG |  |  |  |  | N | Y | 7 | 7 | 7 | 7
15388 | City of Princeton - (IL) | 957 | Princeton (IL) | IL | Bureau | 8 | SB | Natural Gas Internal Combustion Engine | IC | Electric Utility | 1 | 8.8 | 8.7 | 8.7 | NG | DFO | Y | DFO | NG |  |  |  |  | N | Y | 8.7 | 8.7 | 8.7 | 8.7
16179 | Rochelle Municipal Utilities | 960 | North Ninth Street | IL | Ogle | 10 | OP | Natural Gas Internal Combustion Engine | IC | Electric Utility | 1 | 2.5 | 2 | 2 | NG | DFO | Y | DFO | NG |  |  |  |  | N | Y | 2 |  | 2
16179 | Rochelle Municipal Utilities | 960 | North Ninth Street | IL | Ogle | 3 | OP | Natural Gas Internal Combustion Engine | IC | Electric Utility | 1 | 2.5 | 2 | 2 | NG | DFO | Y | DFO | NG |  |  |  |  | N | Y | 2 |  | 2
16179 | Rochelle Municipal Utilities | 960 | North Ninth Street | IL | Ogle | 6 | OP | Natural Gas Internal Combustion Engine | IC | Electric Utility | 1 | 2.5 | 2 | 2 | NG | DFO | Y | DFO | NG |  |  |  |  | N | Y | 2 |  | 2
16179 | Rochelle Municipal Utilities | 960 | North Ninth Street | IL | Ogle | 7 | OP | Natural Gas Internal Combustion Engine | IC | Electric Utility | 1 | 3.8 | 3.5 | 3.5 | NG | DFO | Y | DFO | NG |  |  |  |  | N | Y | 3.5 |  | 3.5
16179 | Rochelle Municipal Utilities | 960 | North Ninth Street | IL | Ogle | 9 | OP | Natural Gas Internal Combustion Engine | IC | Electric Utility | 1 | 3.5 | 3 | 3 | NG | DFO | Y | DFO | NG |  |  |  |  | N | Y | 3 |  | 3
16179 | Rochelle Municipal Utilities | 961 | South Main Street | IL | Ogle | 1 | SB | Natural Gas Internal Combustion Engine | IC | Electric Utility | 1 | 2.5 | 1.6 | 1.6 | NG | DFO | Y | NG | DFO |  |  |  |  | N | Y | 1.6 |  | 1.6
16179 | Rochelle Municipal Utilities | 961 | South Main Street | IL | Ogle | 2 | SB | Natural Gas Internal Combustion Engine | IC | Electric Utility | 1 | 2.5 | 2 | 2 | NG | DFO | Y | NG | DFO |  |  |  |  | N | Y | 2 |  | 2
18277 | City of Sullivan - (IL) | 969 | Sullivan (IL) | IL | Moultrie | 1 | SB | Petroleum Liquids | IC | Electric Utility | 1 | 4.3 | 4.3 | 4.3 | DFO | NG | Y | DFO | NG |  |  |  |  | N | Y | 3.8 |  | 4.3
18277 | City of Sullivan - (IL) | 969 | Sullivan (IL) | IL | Moultrie | 10 | SB | Petroleum Liquids | IC | Electric Utility | 1 | 2.4 | 2.2 | 2.4 | DFO | NG | Y | DFO | NG |  |  |  |  | N | Y | 2.2 |  | 2.4
18277 | City of Sullivan - (IL) | 969 | Sullivan (IL) | IL | Moultrie | 11 | SB | Petroleum Liquids | IC | Electric Utility | 1 | 2 | 2 | 2 | DFO | NG | Y | DFO | NG |  |  |  |  | N | Y | 2 |  | 2
18277 | City of Sullivan - (IL) | 969 | Sullivan (IL) | IL | Moultrie | 12 | SB | Petroleum Liquids | IC | Electric Utility | 1 | 1.1 | 1 | 1 | DFO | NG | Y | DFO | NG |  |  |  |  | N | Y | 0.9 |  | 1
18277 | City of Sullivan - (IL) | 969 | Sullivan (IL) | IL | Moultrie | 2 | SB | Petroleum Liquids | IC | Electric Utility | 1 | 2 | 2 | 2 | DFO | NG | Y | DFO | NG |  |  |  |  | N | Y | 1.8 |  | 1.9
18277 | City of Sullivan - (IL) | 969 | Sullivan (IL) | IL | Moultrie | 3 | SB | Petroleum Liquids | IC | Electric Utility | 1 | 1.5 | 1.3 | 1.5 | DFO | NG | Y | DFO | NG |  |  |  |  | N | Y | 1.2 |  | 1.4
18277 | City of Sullivan - (IL) | 969 | Sullivan (IL) | IL | Moultrie | 4 | SB | Petroleum Liquids | IC | Electric Utility | 1 | 1.1 | 0.9 | 1.1 | DFO | NG | Y | DFO | NG |  |  |  |  | N | Y | 1 |  | 1
18277 | City of Sullivan - (IL) | 969 | Sullivan (IL) | IL | Moultrie | 6 | SB | Petroleum Liquids | IC | Electric Utility | 1 | 0.6 | 0.6 | 0.6 | DFO | NG | Y | DFO | NG |  |  |  |  | N | Y | 0.5 |  | 0.6
18277 | City of Sullivan - (IL) | 969 | Sullivan (IL) | IL | Moultrie | 9 | SB | Petroleum Liquids | IC | Electric Utility | 1 | 2.4 | 2.2 | 2.4 | DFO | NG | Y | DFO | NG |  |  |  |  | N | Y | 2.2 |  | 2.4
20180 | City of Waterloo - (IL) | 971 | Waterloo | IL | Monroe | 1 | SB | Petroleum Liquids | IC | Electric Utility | 1 | 3.1 | 2.7 | 2.7 | DFO | NG | Y | DFO | NG |  |  |  |  | N | Y | 2.7 |  | 2.7
20180 | City of Waterloo - (IL) | 971 | Waterloo | IL | Monroe | 12 | SB | Natural Gas Fired Combustion Turbine | GT | Electric Utility | 1 | 6.6 | 6.6 | 7 | NG | DFO | N | [6 empty] | Y | Y | 6.6 | 7.5 | 6.6 | 7.2 | 1H | 1H | N
20180 | City of Waterloo - (IL) | 971 | Waterloo | IL | Monroe | 13 | SB | Natural Gas Fired Combustion Turbine | GT | Electric Utility | 1 | 7 | 6.6 | 7 | NG | DFO | N | [6 empty] | Y | Y | 6.6 | 7.5 | 6.3 | 7.2 | 1H | 1H | N
20180 | City of Waterloo - (IL) | 971 | Waterloo | IL | Monroe | 4 | SB | Petroleum Liquids | IC | Electric Utility | 1 | 2 | 1.8 | 1.8 | DFO | NG | Y | DFO | NG |  |  |  |  | N | Y | 1.8 |  | 1.8
20180 | City of Waterloo - (IL) | 971 | Waterloo | IL | Monroe | 7 | SB | Petroleum Liquids | IC | Electric Utility | 1 | 1.7 | 1.5 | 1.5 | DFO | NG | Y | DFO | NG |  |  |  |  | N | Y | 1.5 |  | 1.5
20824 | Village of Winnetka - (IL) | 972 | Winnetka | IL | Cook | 4 | OP | Natural Gas Steam Turbine | ST | Electric Utility | 1 | 9.4 | 9.4 | 9.4 | NG | DFO | Y | NG | DFO |  |  |  |  | Y | Y | 9.4 | 9.4 | 9.4 | 9.4 | 6H | 6H | Y | Y | Y
20824 | Village of Winnetka - (IL) | 972 | Winnetka | IL | Cook | 6 | OP | Natural Gas Steam Turbine | ST | Electric Utility | 1 | 6.3 | 6.3 | 6.3 | NG | DFO | Y | NG | DFO |  |  |  |  | Y | Y | 6.3 | 6.3 | 6.3 | 6.3 | 6H | 6H | Y | Y | Y
20824 | Village of Winnetka - (IL) | 972 | Winnetka | IL | Cook | 7 | OP | Natural Gas Steam Turbine | ST | Electric Utility | 1 | 12.5 | 12.5 | 12.5 | NG | DFO | Y | NG | DFO |  |  |  |  | Y | Y | 12.5 | 12.5 | 12.5 | 12.5 | 6H | 6H | Y | Y | Y
17632 | Southern Illinois Power Coop | 976 | Marion | IL | Williamson | 5 | SB | Natural Gas Fired Combustion Turbine | GT | Electric Utility | 1 | 75 | 70 | 80 | NG | DFO | N | [6 empty] | Y | Y | 70 | 90 | 70 | 90 | 1H | 1H | Y | Y | Y
17632 | Southern Illinois Power Coop | 976 | Marion | IL | Williamson | 6 | SB | Natural Gas Fired Combustion Turbine | GT | Electric Utility | 1 | 75 | 70 | 80 | NG | DFO | N | [6 empty] | Y | Y | 70 | 90 | 70 | 90 | 1H | 1H | Y | Y | Y
9269 | Indiana-Kentucky Electric Corp | 983 | Clifty Creek | IN | Jefferson | 1 | OP | Conventional Steam Coal | ST | Electric Utility | 1 | 217.3 | 195.5 | 199.7 | BIT | SUB | Y | SUB | BIT | [5 empty] | N
9269 | Indiana-Kentucky Electric Corp | 983 | Clifty Creek | IN | Jefferson | 2 | OP | Conventional Steam Coal | ST | Electric Utility | 1 | 217.3 | 195.5 | 199.7 | BIT | SUB | Y | SUB | BIT | [5 empty] | N
9269 | Indiana-Kentucky Electric Corp | 983 | Clifty Creek | IN | Jefferson | 3 | OP | Conventional Steam Coal | ST | Electric Utility | 1 | 217.3 | 195.5 | 199.7 | BIT | SUB | Y | SUB | BIT | [5 empty] | N
9269 | Indiana-Kentucky Electric Corp | 983 | Clifty Creek | IN | Jefferson | 4 | OP | Conventional Steam Coal | ST | Electric Utility | 1 | 217.3 | 195.5 | 199.7 | BIT | SUB | Y | SUB | BIT
9269 | Indiana-Kentucky Electric Corp | 983 | Clifty Creek | IN | Jefferson | 5 | OP | Conventional Steam Coal | ST | Electric Utility | 1 | 217.3 | 195.5 | 199.7 | BIT | SUB | Y | SUB | BIT
9269 | Indiana-Kentucky Electric Corp | 983 | Clifty Creek | IN | Jefferson | 6 | OP | Conventional Steam Coal | ST | Electric Utility | 1 | 217.3 | 195.5 | 199.7 | BIT | SUB | Y | SUB | BIT
9273 | Indianapolis Power & Light Co | 990 | Harding Street | IN | Marion | GT4 | OP | Natural Gas Fired Combustion Turbine | GT | Electric Utility | 1 | 83 | 67 | 67 | NG | DFO | N | [6 empty] | Y | Y | 67 | 67 | 67 | 67 | 1H | 1H | Y | Y | Y
9273 | Indianapolis Power & Light Co | 990 | Harding Street | IN | Marion | GT5 | OP | Natural Gas Fired Combustion Turbine | GT | Electric Utility | 1 | 83 | 67 | 67 | NG | DFO | N | [6 empty] | Y | Y | 67 | 67 | 67 | 67 | 1H | 1H | Y | Y | Y
3599 | Citizens Thermal Energy | 992 | CC Perry K | IN | Marion | 4 | OP | Natural Gas Steam Turbine | ST | IPP CHP | 3 | 15 | 10 | 10 | NG | PUR | N | NG | DFO |  |  |  |  | Y | N | 15 | 15 | 15 | 15 | UNK | UNK | Y | Y | Y
13756 | Northern Indiana Pub Serv Co | 995 | Bailly | IN | Porter | 7 | OP | Conventional Steam Coal | ST | Electric Utility | 1 | 190.4 | 160 | 160 | BIT | NG | Y | BIT | NG |  |  |  |  | N
13756 | Northern Indiana Pub Serv Co | 995 | Bailly | IN | Porter | 8 | OP | Conventional Steam Coal | ST | Electric Utility | 1 | 413.1 | 320 | 320 | BIT | NG | Y | BIT | NG |  |  |  |  | N
13756 | Northern Indiana Pub Serv Co | 997 | Michigan City | IN | LaPorte | 12 | OP | Conventional Steam Coal | ST | Electric Utility | 1 | 540 | 469 | 469 | SUB | BIT | Y | SUB | BIT | NG |  |  |  | N
15470 | Duke Energy Indiana, LLC | 1001 | Cayuga | IN | Vermillion | 4 | OP | Natural Gas Fired Combustion Turbine | GT | Electric Utility | 1 | 112.5 | 99 | 120 | NG | DFO | Y | NG | DFO |  |  |  |  | Y | Y | 99 | 120 | 99 | 120 | 1H | 1H | Y | Y | Y
15470 | Duke Energy Indiana, LLC | 1004 | Edwardsport | IN | Knox | CT1 | OP | Coal Integrated Gasification Combined Cycle | CT | Electric Utility | 1 | 236.5 |  |  | SGC | NG | Y | SGC | NG |  |  |  |  | N
15470 | Duke Energy Indiana, LLC | 1004 | Edwardsport | IN | Knox | CT2 | OP | Coal Integrated Gasification Combined Cycle | CT | Electric Utility | 1 | 236.5 |  |  | SGC | NG | Y | SGC | NG |  |  |  |  | N
17633 | Southern Indiana Gas & Elec Co | 1011 | Broadway (IN) | IN | Vanderburgh | 2 | OP | Natural Gas Fired Combustion Turbine | GT | Electric Utility | 1 | 88.8 | 65 | 75 | NG | DFO | N | [6 empty] | Y | N | 65 | 75 | 65 | 75 | UNK | 6H | Y | Y
6235 | Public Works Comm-City of Fayetteville | 1016 | Butler-Warner Generation Plant | NC | Cumberland | 1 | OP | Natural Gas Fired Combined Cycle | CT | Electric Utility | 1 | 28.8 | 20 | 25 | NG | DFO | Y | NG | DFO |  |  |  |  | Y | Y | 20 | 25 | 20 | 25 | 1H | 1H | N
6235 | Public Works Comm-City of Fayetteville | 1016 | Butler-Warner Generation Plant | NC | Cumberland | 2 | OP | Natural Gas Fired Combined Cycle | CT | Electric Utility | 1 | 28.8 | 20 | 25 | NG | DFO | Y | NG | DFO |  |  |  |  | Y | Y | 20 | 25 | 20 | 25 | 1H | 1H | N
6235 | Public Works Comm-City of Fayetteville | 1016 | Butler-Warner Generation Plant | NC | Cumberland | 3 | OP | Natural Gas Fired Combined Cycle | CT | Electric Utility | 1 | 28.8 | 20 | 25 | NG | DFO | Y | NG | DFO |  |  |  |  | Y | Y | 20 | 25 | 20 | 25 | 1H | 1H | N
6235 | Public Works Comm-City of Fayetteville | 1016 | Butler-Warner Generation Plant | NC | Cumberland | 4 | OP | Natural Gas Fired Combustion Turbine | GT | Electric Utility | 1 | 28.8 | 20 | 25 | NG | DFO | Y | NG | DFO |  |  |  |  | Y | Y | 20 | 25 | 20 | 25 | 1H | 1H | N
6235 | Public Works Comm-City of Fayetteville | 1016 | Butler-Warner Generation Plant | NC | Cumberland | 5 | OP | Natural Gas Fired Combustion Turbine | GT | Electric Utility | 1 | 28.8 | 20 | 25 | NG | DFO | Y | NG | DFO |  |  |  |  | Y | Y | 20 | 25 | 20 | 25 | 1H | 1H | N
6235 | Public Works Comm-City of Fayetteville | 1016 | Butler-Warner Generation Plant | NC | Cumberland | 6 | OP | Natural Gas Fired Combined Cycle | CT | Electric Utility | 1 | 28.8 | 20 | 25 | NG | DFO | Y | NG | DFO |  |  |  |  | Y | Y | 20 | 25 | 20 | 25 | 1H | 1H | N
6235 | Public Works Comm-City of Fayetteville | 1016 | Butler-Warner Generation Plant | NC | Cumberland | 7 | OP | Natural Gas Fired Combined Cycle | CT | Electric Utility | 1 | 28.8 | 20 | 25 | NG | DFO | Y | NG | DFO |  |  |  |  | Y | Y | 20 | 25 | 20 | 25 | 1H | 1H | N
6235 | Public Works Comm-City of Fayetteville | 1016 | Butler-Warner Generation Plant | NC | Cumberland | 8 | OP | Natural Gas Fired Combined Cycle | CT | Electric Utility | 1 | 28.8 | 20 | 25 | NG | DFO | Y | NG | DFO |  |  |  |  | Y | Y | 20 | 25 | 20 | 25 | 1H | 1H | N
15860 | City of Rensselaer - (IN) | 1038 | Rensselaer City Light Plant | IN | JASPER | 14 | OP | Natural Gas Internal Combustion Engine | IC | Electric Utility | 1 | 5 | 4.8 | 4.8 | NG | DFO | N | [6 empty] | Y | Y | 4.8 | 4.8 | 4.8 | 4.8 | 1H | 1H | N
9417 | Interstate Power and Light Co | 1073 | Prairie Creek | IA | Linn | 1 | OP | Conventional Steam Coal | ST | Electric Utility | 1 | 14.6 | 3.2 | 3.2 | SUB | NG | Y | SUB | NG |  |  |  |  | N
9417 | Interstate Power and Light Co | 1073 | Prairie Creek | IA | Linn | 3 | OP | Conventional Steam Coal | ST | Electric Utility | 1 | 50 | 37.3 | 38.5 | SUB | NG | Y | SUB | NG |  |  |  |  | N
9417 | Interstate Power and Light Co | 1073 | Prairie Creek | IA | Linn | 4 | OP | Conventional Steam Coal | ST | Electric Utility | 1 | 148.8 | 122.1 | 117.7 | SUB | NG | Y | SUB | NG |  |  |  |  | N
12341 | MidAmerican Energy Co | 1081 | Riverside | IA | Scott | 5 | OP | Natural Gas Steam Turbine | ST | Electric Utility | 1 | 136 | 125 | 125 | NG | NG | Y | SUB | NG |  |  |  |  | N
12341 | MidAmerican Energy Co | 1091 | George Neal North | IA | Woodbury | 1 | OP | Conventional Steam Coal | ST | Electric Utility | 1 | 147 | 134.3 | 134.3 | SUB | NG | Y | SUB | NG |  |  |  |  | N
309 | City of Algona - (IA) | 1120 | Algona | IA | Kossuth | 6 | OP | Petroleum Liquids | IC | Electric Utility | 1 | 3.2 | 3.2 | 3.2 | DFO | NG | N | [6 empty] | Y | Y | 3.2 | 3.2 | 3.2 | 3.2 | 1H | 1H | Y |  | Y
309 | City of Algona - (IA) | 1120 | Algona | IA | Kossuth | 7 | OP | Petroleum Liquids | IC | Electric Utility | 1 | 4.1 | 4.1 | 4.1 | DFO | NG | N | [6 empty] | Y | Y | 4.1 | 4.1 | 4.1 | 4.1 | 1H | 1H | Y |  | Y
554 | City of Ames - (IA) | 1122 | Ames Electric Services Power Plant | IA | Story | 7 | OP | Conventional Steam Coal | ST | Electric Utility | 1 | 37.5 | 37.4 | 37.4 | SUB | OBS | Y | SUB | OBS |  |  |  |  | N
554 | City of Ames - (IA) | 1122 | Ames Electric Services Power Plant | IA | Story | 8 | OP | Conventional Steam Coal | ST | Electric Utility | 1 | 71.3 | 68 | 68 | SUB | OBS | Y | SUB | OBS |  |  |  |  | N
965 | Atlantic Municipal Utilities | 1124 | Atlantic | IA | Cass | 1 | OP | Petroleum Liquids | IC | Electric Utility | 1 | 5.3 | 4 | 4 | DFO | NG | N | [6 empty] | Y | Y | 4 | 4 | 4 | 4 | 1H | 1H | Y | Y | Y
965 | Atlantic Municipal Utilities | 1124 | Atlantic | IA | Cass | 6 | OP | Natural Gas Fired Combustion Turbine | GT | Electric Utility | 1 | 10 | 9.8 | 10 | NG | DFO | N | [6 empty] | Y | Y | 9.8 | 10 | 9.8 | 10 | 1H | 1H | Y | Y | Y
3137 | Cascade Municipal Utilities | 1129 | Cascade | IA | Dubuque | 2 | SB | Petroleum Liquids | IC | Electric Utility | 1 | 2 | 1.9 | 2 | DFO | NG | N | [6 empty] | Y | Y | 1.8 | 1.8 | 1.9 | 2 | 1H | 1H | Y |  |  | Y
3203 | Cedar Falls Utilities | 1130 | Gas Turbine (IA) | IA | Black Hawk | 1 | OP | Natural Gas Fired Combustion Turbine | GT | Electric Utility | 1 | 19.6 | 17.8 | 17.8 | NG | DFO | Y | NG | DFO |  |  |  |  | Y | Y | 18.4 | 24 | 18 | 24 | 1H | 1H | N
3203 | Cedar Falls Utilities | 1130 | Gas Turbine (IA) | IA | Black Hawk | 2 | OP | Natural Gas Fired Combustion Turbine | GT | Electric Utility | 1 | 23.8 | 14.7 | 14.7 | NG | DFO | Y | NG | DFO |  |  |  |  | Y | Y | 21.6 | 28 | 21 | 28 | 6H | 6H | Y | Y | Y | Y
3203 | Cedar Falls Utilities | 1131 | Streeter Station | IA | Black Hawk | 6 | OP | Conventional Steam Coal | ST | Electric Utility | 1 | 16.5 | 15.7 | 15.7 | BIT | NG | Y | NG | BIT |  |  |  |  | N
3203 | Cedar Falls Utilities | 1131 | Streeter Station | IA | Black Hawk | 7 | OP | Natural Gas Steam Turbine | ST | Electric Utility | 1 | 35 | 33.7 | 33.7 | NG | BIT | Y | NG | BIT |  |  |  |  | N
7743 | Grundy Center Mun Light & Power | 1145 | Grundy Center City Light Plant | IA | GRUNDY | IC1 | OP | Petroleum Liquids | IC | Electric Utility | 1 | 2.2 | 2.2 | 2.2 | DFO | NG | N | [6 empty] | Y | Y | 2.2 | 2.2 | 2.2 | 2.2 | 1H | 1H | Y | Y |  | Y
7743 | Grundy Center Mun Light & Power | 1145 | Grundy Center City Light Plant | IA | GRUNDY | IC2 | OP | Petroleum Liquids | IC | Electric Utility | 1 | 3.5 | 3.5 | 3.5 | DFO | NG | N | [6 empty] | Y | Y | 3.5 | 3.5 | 3.5 | 3.5 | 1H | 1H | Y | Y |  | Y
7743 | Grundy Center Mun Light & Power | 1145 | Grundy Center City Light Plant | IA | GRUNDY | IC3 | OP | Petroleum Liquids | IC | Electric Utility | 1 | 3 | 3 | 3 | DFO | NG | N | [6 empty] | Y | Y | 3 | 3 | 3 | 3 | 1H | 1H | Y | Y
9275 | Indianola Municipal Utilities | 1150 | Indianola | IA | Warren | 5 | OP | Petroleum Liquids | IC | Electric Utility | 1 | 4 | 4 | 4 | DFO | NG | Y | DFO | NG |  |  |  |  | Y | Y | 3.7 | 3.9 | 3.7 | 3.9 | 6H | 1H | N
9275 | Indianola Municipal Utilities | 1150 | Indianola | IA | Warren | 6 | OP | Petroleum Liquids | IC | Electric Utility | 1 | 5.1 | 5 | 5 | DFO | NG | Y | DFO | NG |  |  |  |  | Y | Y | 4.7 | 4.5 | 4.7 | 4.5 | 6H | 1H | N
10606 | City of Lake Mills | 1154 | Lake Mills | IA | Winnebago | 1A | OP | Petroleum Liquids | IC | Electric Utility | 1 | 3 | 3 | 3 | DFO | NG | N | [6 empty] | Y | Y | 3 | 3 | 3 | 3 | 1H | 1H | Y |  | Y
10606 | City of Lake Mills | 1154 | Lake Mills | IA | Winnebago | 4 | OP | Petroleum Liquids | IC | Electric Utility | 1 | 1.3 | 1.3 | 1.3 | DFO | NG | N | [6 empty] | Y | Y | 1.2 | 1.2 | 1.2 | 1.2 | 1H | 1H | Y |  | Y
10606 | City of Lake Mills | 1154 | Lake Mills | IA | Winnebago | 5 | OP | Petroleum Liquids | IC | Electric Utility | 1 | 0.9 | 0.9 | 0.9 | DFO | NG | N | [6 empty] | Y | Y | 0.9 | 0.9 | 0.9 | 0.9 | 1H | 1H | Y |  | Y
10650 | City of Lamoni - (IA) | 1155 | Lamoni Municipal Utilities | IA | Decatur | 1 | OP | Petroleum Liquids | IC | Electric Utility | 1 | 2.8 | 2.7 | 2.8 | DFO | NG | N | [6 empty] | Y | Y | 2.6 | 2.3 | 2.7 | 2.6 | 1H | 1H | N
10650 | City of Lamoni - (IA) | 1155 | Lamoni Municipal Utilities | IA | Decatur | 5 | OP | Petroleum Liquids | IC | Electric Utility | 1 | 1.1 | 1.1 | 1.1 | DFO | NG | N | [6 empty] | Y | Y | 1.07 | 0.9 | 1.07 | 0.9 | 1H | 1H | N
11611 | City of Maquoketa - (IA) | 1162 | Maquoketa 1 | IA | Jackson | 1A | SB | Natural Gas Internal Combustion Engine | IC | Electric Utility | 1 | 3.1 | 2.8 | 3 | NG | DFO | Y | DFO | NG |  |  |  |  | Y | Y | 2.8 | 3 | 3 | 3 | 1H | 1H | N
11611 | City of Maquoketa - (IA) | 1162 | Maquoketa 1 | IA | Jackson | 2A | SB | Natural Gas Internal Combustion Engine | IC | Electric Utility | 1 | 3.1 | 2.8 | 3 | NG | DFO | Y | DFO | NG |  |  |  |  | Y | Y | 2.8 | 3 | 3 | 3 | 1H | 1H | N
11611 | City of Maquoketa - (IA) | 1162 | Maquoketa 1 | IA | Jackson | 3 | SB | Natural Gas Internal Combustion Engine | IC | Electric Utility | 1 | 2.1 | 1.8 | 1.9 | NG | DFO | Y | DFO | NG |  |  |  |  | Y | Y | 1.8 | 1.9 | 1.8 | 1.9 | 1H | 1H | N
11611 | City of Maquoketa - (IA) | 1162 | Maquoketa 1 | IA | Jackson | 5 | SB | Natural Gas Internal Combustion Engine | IC | Electric Utility | 1 | 1.7 | 1.4 | 1.5 | NG | DFO | Y | DFO | NG |  |  |  |  | Y | Y | 1.4 | 1.5 | 1.4 | 1.5 | 1H | 1H | N
11611 | City of Maquoketa - (IA) | 1162 | Maquoketa 1 | IA | Jackson | 6 | SB | Natural Gas Internal Combustion Engine | IC | Electric Utility | 1 | 2.5 | 2.1 | 2.2 | NG | DFO | Y | DFO | NG |  |  |  |  | Y | Y | 2.1 | 2.2 | 2.2 | 2.2 | 1H | 1H | N
11611 | City of Maquoketa - (IA) | 1162 | Maquoketa 1 | IA | Jackson | 7 | SB | Natural Gas Internal Combustion Engine | IC | Electric Utility | 1 | 6.5 | 6 | 6.1 | NG | DFO | Y | DFO | NG |  |  |  |  | Y | Y | 6 | 6.1 | 6.1 | 6.1 | 1H | 1H | N
12839 | City of Montezuma - (IA) | 1165 | Montezuma | IA | Poweshiek | 6 | SB | Natural Gas Internal Combustion Engine | IC | Electric Utility | 1 | 1.7 | 1.6 | 1.7 | NG | DFO | Y | DFO | NG |  |  |  |  | Y | Y | 1.6 | 1.6 | 1.7 | 1.6 | 1H | 1H | Y |  | Y
12839 | City of Montezuma - (IA) | 1165 | Montezuma | IA | Poweshiek | 7 | SB | Natural Gas Internal Combustion Engine | IC | Electric Utility | 1 | 2.5 | 2.3 | 2.5 | NG | DFO | Y | DFO | NG |  |  |  |  | Y | Y | 2.3 | 2.3 | 2.5 | 2.5 | 1H | 1H | Y |  | Y
13143 | Board of Water Electric & Communications | 1167 | Muscatine Plant #1 | IA | Muscatine | 7 | OP | Conventional Steam Coal | ST | Electric Utility | 1 | 25 | 24.3 | 24.3 | SUB | NG | Y | SUB | NG |  |  |  |  | N | N
13143 | Board of Water Electric & Communications | 1167 | Muscatine Plant #1 | IA | Muscatine | 8 | OP | Conventional Steam Coal | ST | Electric Utility | 1 | 75 | 25.1 | 25.1 | SUB | NG | Y | SUB | NG |  |  |  |  | N | N
13143 | Board of Water Electric & Communications | 1167 | Muscatine Plant #1 | IA | Muscatine | 8A | OP | Conventional Steam Coal | ST | Electric Utility | 1 | 18 | 18.8 | 18.8 | SUB | NG | Y | SUB | NG |  |  |  |  | N | N
13444 | City of New Hampton - (IA) | 1168 | New Hampton | IA | Chickasaw | 3 | SB | Natural Gas Internal Combustion Engine | IC | Electric Utility | 1 | 3.5 | 3.5 | 3.5 | NG | DFO | N | [6 empty] | Y | Y | 3.5 | 3.5 | 3.5 | 3.5 | 1H | 1H | Y |  | Y
13444 | City of New Hampton - (IA) | 1168 | New Hampton | IA | Chickasaw | 4 | SB | Natural Gas Internal Combustion Engine | IC | Electric Utility | 1 | 6.2 | 5 | 5 | NG | DFO | N | [6 empty] | Y | Y | 5 | 5 | 5 | 5 | 1H | 1H | Y |  | Y
13444 | City of New Hampton - (IA) | 1168 | New Hampton | IA | Chickasaw | 5 | SB | Natural Gas Internal Combustion Engine | IC | Electric Utility | 1 | 6.2 | 5 | 5 | NG | DFO | N | [6 empty] | Y | Y | 5 | 5 | 5 | 5 | 1H | 1H | Y |  | Y
13990 | City of Ogden - (IA) | 1169 | Ogden | IA | Boone | 4 | SB | Petroleum Liquids | IC | Electric Utility | 1 | 0.4 | 0.5 | 0.5 | DFO | NG | Y | DFO | NG |  |  |  |  | Y | Y | 0.48 | 0.48 | 0.48 | 0.48 | 1H | 1H | N
13990 | City of Ogden - (IA) | 1169 | Ogden | IA | Boone | 5 | SB | Petroleum Liquids | IC | Electric Utility | 1 | 1 | 1 | 1 | DFO | NG | Y | DFO | NG |  |  |  |  | Y | Y | 1 | 1 | 1 | 1 | 1H | 1H | N
13990 | City of Ogden - (IA) | 1169 | Ogden | IA | Boone | 6 | SB | Petroleum Liquids | IC | Electric Utility | 1 | 2.5 | 2.5 | 2.5 | DFO | NG | Y | DFO | NG |  |  |  |  | Y | Y | 2.5 | 2.5 | 2.5 | 2.5 | 1H | 1H | N
14201 | City of Osage - (IA) | 1172 | Osage (IA) | IA | MITCHELL | 5 | SB | Natural Gas Internal Combustion Engine | IC | Electric Utility | 1 | 3.2 | 3.1 | 3.1 | NG | DFO | N | [6 empty] | Y | Y | 3.1 | 3.1 | 3.1 | 3.1 | 1H | 1H | Y | Y | Y | Y
14201 | City of Osage - (IA) | 1172 | Osage (IA) | IA | MITCHELL | 6 | SB | Natural Gas Internal Combustion Engine | IC | Electric Utility | 1 | 6.2 | 6 | 6 | NG | DFO | N | [6 empty] | Y | Y | 6 | 6 | 6 | 6 | 1H | 1H | Y | Y | Y | Y
18014 | City of State Center - (IA) | 1187 | State Center | IA | Marshall | 6 | OP | Natural Gas Internal Combustion Engine | IC | Electric Utility | 1 | 2.5 | 2.5 | 2.5 | NG | DFO | Y | DFO | NG |  |  |  |  | Y | Y | 2.5 | 2.5 | 2.5 | 2.5 | 6H | 6H | Y | Y
18177 | City of Story City - (IA) | 1188 | Story City | IA | Story | 1 | OP | Petroleum Liquids | IC | Electric Utility | 1 | 1.3 | 1.3 | 1.3 | DFO | NG | Y | DFO | NG |  |  |  |  | N
18177 | City of Story City - (IA) | 1188 | Story City | IA | Story | 2 | OP | Petroleum Liquids | IC | Electric Utility | 1 | 2 | 2 | 2 | DFO | NG | Y | DFO | NG |  |  |  |  | N
18177 | City of Story City - (IA) | 1188 | Story City | IA | Story | 4A | OP | Petroleum Liquids | IC | Electric Utility | 1 | 3.5 | 3.1 | 3.2 | DFO | NG | Y | DFO | NG |  |  |  |  | N
18177 | City of Story City - (IA) | 1188 | Story City | IA | Story | 5A | OP | Petroleum Liquids | IC | Electric Utility | 1 | 3.1 | 3.1 | 3.1 | DFO | NG | Y | DFO | NG |  |  |  |  | N | Y | [5 empty] | 1H
18177 | City of Story City - (IA) | 1188 | Story City | IA | Story | 6 | OP | Petroleum Liquids | IC | Electric Utility | 1 | 2 | 2 | 2 | DFO | NG | Y | DFO | NG |  |  |  |  | N | Y | [5 empty] | 1H
18177 | City of Story City - (IA) | 1188 | Story City | IA | Story | 7 | OP | Petroleum Liquids | IC | Electric Utility | 1 | 2 | 2 | 2 | DFO | NG | Y | DFO | NG |  |  |  |  | N | Y | [5 empty] | 1H
18231 | City of Stuart - (IA) | 1190 | Stuart (IA) | IA | Guthrie | 1 | OP | Petroleum Liquids | IC | Electric Utility | 1 | 0.6 | 0.6 | 0.6 | DFO | NG | Y | NG | DFO |  |  |  |  | Y | Y | 0.6 | 0.6 | 0.6 | 0.6 | 1H | 1H | N
18231 | City of Stuart - (IA) | 1190 | Stuart (IA) | IA | Guthrie | 2 | OP | Petroleum Liquids | IC | Electric Utility | 1 | 1.1 | 1.1 | 1.1 | DFO | NG | Y | NG | DFO |  |  |  |  | Y | Y | 1.1 | 1.1 | 1.1 | 1.1 | 1H | 1H | N
18231 | City of Stuart - (IA) | 1190 | Stuart (IA) | IA | Guthrie | 4 | OP | Petroleum Liquids | IC | Electric Utility | 1 | 1.1 | 1 | 1 | DFO | NG | Y | NG | DFO |  |  |  |  | Y | Y | 1 | 1 | 1 | 1 | 1H | 1H | N
19062 | City of Traer - (IA) | 1192 | Traer Main | IA | Tama | 3 | SB | Petroleum Liquids | IC | Electric Utility | 1 | 1.1 | 1 | 1 | DFO | NG | Y | DFO | NG |  |  |  |  | N
19062 | City of Traer - (IA) | 1192 | Traer Main | IA | Tama | 4 | SB | Petroleum Liquids | IC | Electric Utility | 1 | 1.1 | 1 | 1 | DFO | NG | Y | DFO | NG |  |  |  |  | N
19062 | City of Traer - (IA) | 1192 | Traer Main | IA | Tama | 6 | SB | Petroleum Liquids | IC | Electric Utility | 1 | 1.3 | 1.2 | 1.2 | DFO | NG | Y | DFO | NG |  |  |  |  | N
19865 | City of Vinton - (IA) | 1194 | Vinton | IA | Benton | 1 | OP | Petroleum Liquids | IC | Electric Utility | 1 | 1.3 | 1.2 | 1.2 | DFO | NG | Y | DFO | NG |  |  |  |  | Y | Y | 1.36 | 1.36 | 1.36 | 1.36 | 1H | 1H | Y | Y
19865 | City of Vinton - (IA) | 1194 | Vinton | IA | Benton | 6 | OP | Petroleum Liquids | IC | Electric Utility | 1 | 2.5 | 2.5 | 2.5 | DFO | NG | Y | DFO | NG |  |  |  |  | Y |  | 2.5 | 2.5 | 2.5 | 2.5 | 1H | 1H | Y | Y
19865 | City of Vinton - (IA) | 1194 | Vinton | IA | Benton | 7 | OP | Petroleum Liquids | IC | Electric Utility | 1 | 3.7 | 3.7 | 3.7 | DFO | NG | Y | DFO | NG |  |  |  |  | Y |  | 3.75 | 3.75 | 3.75 | 3.75 | 1H | 1H | Y | Y
19865 | City of Vinton - (IA) | 1194 | Vinton | IA | Benton | 8 | OP | Petroleum Liquids | IC | Electric Utility | 1 | 5.6 | 5.6 | 5.6 | DFO | NG | Y | DFO | NG |  |  |  |  | Y |  | 5.63 | 5.63 | 5.63 | 5.63 | 1H | 1H | Y | Y
19865 | City of Vinton - (IA) | 1194 | Vinton | IA | Benton | 9 | OP | Petroleum Liquids | IC | Electric Utility | 1 | 3 | 3 | 3 | DFO | NG | Y | DFO | NG |  |  |  |  | Y |  | 3 | 3 | 3 | 3 | 1H | 1H | Y | Y
20380 | City of West Liberty - (IA) | 1200 | West Liberty | IA | Muscatine | 3 | SB | Petroleum Liquids | IC | Electric Utility | 1 | 3 | 2.7 | 2.7 | DFO | NG | Y | DFO | NG |  |  |  |  | N | Y | 2.7 |  | 2.7
20604 | City of Whittemore - (IA) | 1201 | Whittemore | IA | Kossuth | 4 | OP | Petroleum Liquids | IC | Electric Utility | 1 | 1.1 | 1.1 | 1.1 | DFO | NG | [7 empty] | Y | [5 empty] | 1H | 1H
20835 | City of Winterset - (IA) | 1203 | Winterset | IA | Madison | 2 | OP | Petroleum Liquids | IC | Electric Utility | 1 | 1.5 | 1.5 | 1.5 | DFO | NG | [7 empty] | Y | Y | 1.4 | 1.4 | 1.4 | 1.4 | 1H | 1H | N
20835 | City of Winterset - (IA) | 1203 | Winterset | IA | Madison | 3 | OP | Petroleum Liquids | IC | Electric Utility | 1 | 1.7 | 1.7 | 1.7 | DFO | NG | [7 empty] | Y | Y | 1.7 | 1.7 | 1.7 | 1.7 | 1H | 1H | N
20835 | City of Winterset - (IA) | 1203 | Winterset | IA | Madison | 4 | OP | Petroleum Liquids | IC | Electric Utility | 1 | 4.4 | 4.4 | 4.4 | DFO | NG | [7 empty] | Y | Y | 4.4 | 4.4 | 3.7 | 3.7 | 1H | 1H | N
3258 | Central Iowa Power Cooperative | 1206 | Summit Lake | IA | UNION | GT1 | OP | Natural Gas Fired Combined Cycle | CT | Electric Utility | 1 | 27 | 27.5 | 31.9 | NG | DFO | Y | NG | DFO |  |  |  |  | Y | Y | 27.9 | 33.7 | 27.9 | 33.7 | 1H | 1H | Y | Y | Y
3258 | Central Iowa Power Cooperative | 1206 | Summit Lake | IA | UNION | GT2 | OP | Natural Gas Fired Combined Cycle | CT | Electric Utility | 1 | 35.3 | 27.9 | 32.4 | NG | DFO | Y | NG | DFO |  |  |  |  | Y | Y | 28 | 33.9 | 28 | 33.9 | 1H | 1H | Y | Y
4363 | Corn Belt Power Coop | 1217 | Earl F Wisdom | IA | Clay | 1 | OP | Natural Gas Steam Turbine | ST | Electric Utility | 1 | 37.5 | 37.5 | 38 | NG | DFO | Y | NG | DFO |  |  |  |  | Y | Y | 37.5 | 38 | 37.5 | 38 | 6H | 6H | Y | Y | Y
4363 | Corn Belt Power Coop | 1217 | Earl F Wisdom | IA | Clay | 2 | OP | Natural Gas Fired Combustion Turbine | GT | Electric Utility | 1 | 81.6 | 76 | 80 | NG | DFO | N | [6 empty] | Y | Y | 74 | 78 | 76 | 80 | 1H | 1H | Y | Y | Y
5860 | Empire District Electric Co | 1239 | Riverton | KS | Cherokee | 10 | OP | Natural Gas Fired Combustion Turbine | GT | Electric Utility | 1 | 16.3 | 13 | 17 | NG | DFO | N | [6 empty] | Y | N | 18 | 18 | 18 | 18 | 1H | 1H | Y |  | Y
5860 | Empire District Electric Co | 1239 | Riverton | KS | Cherokee | 11 | OP | Natural Gas Fired Combustion Turbine | GT | Electric Utility | 1 | 16.3 | 15 | 17 | NG | DFO | N | [6 empty] | Y | N | 18 | 18 | 18 | 18 | 1H | 1H | Y |  | Y
10005 | Kansas Gas & Electric Co | 1240 | Gordon Evans Energy Center | KS | Sedgwick | GT1 | OP | Natural Gas Fired Combustion Turbine | GT | Electric Utility | 1 | 98.3 | 73 | 73 | NG | DFO | N | [6 empty] | Y | Y | 74 | 74 | 74 | 74 | 1H | 1H | N
10005 | Kansas Gas & Electric Co | 1240 | Gordon Evans Energy Center | KS | Sedgwick | GT2 | OP | Natural Gas Fired Combustion Turbine | GT | Electric Utility | 1 | 98.3 | 71 | 71 | NG | DFO | N | [6 empty] | Y | Y | 71 | 71 | 71 | 71 | 1H | 1H | N
10005 | Kansas Gas & Electric Co | 1240 | Gordon Evans Energy Center | KS | Sedgwick | GT3 | OP | Natural Gas Fired Combustion Turbine | GT | Electric Utility | 1 | 178.5 | 148 | 148 | NG | DFO | N | [6 empty] | Y | Y | 150 | 150 | 150 | 150 | 1H | 1H | N
22500 | Westar Energy Inc | 1248 | Hutchinson Energy Center | KS | Reno | GT1 | OP | Natural Gas Fired Combustion Turbine | GT | Electric Utility | 1 | 71 | 56 | 56 | NG | DFO | N | [6 empty] | Y | Y | 56 | 56 | 50 | 46 | 1H | 1H | N
22500 | Westar Energy Inc | 1248 | Hutchinson Energy Center | KS | Reno | GT2 | OP | Natural Gas Fired Combustion Turbine | GT | Electric Utility | 1 | 71 | 52 | 52 | NG | DFO | N | [6 empty] | Y | Y | 56 | 56 | 50 | 46 | 1H | 1H | N
22500 | Westar Energy Inc | 1248 | Hutchinson Energy Center | KS | Reno | GT3 | OP | Natural Gas Fired Combustion Turbine | GT | Electric Utility | 1 | 71 | 57 | 57 | NG | DFO | N | [6 empty] | Y | Y | 56 | 56 | 50 | 46 | 1H | 6H | N
22500 | Westar Energy Inc | 1250 | Lawrence Energy Center | KS | Douglas | 4 | OP | Conventional Steam Coal | ST | Electric Utility | 1 | 114 | 104 | 104 | SUB | NG | Y | SUB | NG |  |  |  |  | N
22500 | Westar Energy Inc | 1250 | Lawrence Energy Center | KS | Douglas | 5 | OP | Conventional Steam Coal | ST | Electric Utility | 1 | 403 | 370 | 370 | SUB | NG | Y | SUB | NG |  |  |  |  | N
22500 | Westar Energy Inc | 1252 | Tecumseh Energy Center | KS | Shawnee | 7 | OP | Conventional Steam Coal | ST | Electric Utility | 1 | 82 | 72 | 72 | SUB | NG | Y | SUB | NG |  |  |  |  | N
701 | City of Anthony - (KS) | 1258 | Anthony | KS | Harper | IC1 | OP | Natural Gas Internal Combustion Engine | IC | Electric Utility | 1 | 4.1 | 4.1 | 4.1 | NG | DFO | Y | DFO | NG |  |  |  |  | Y | Y | 4.1 | 4.1 | 4.1 | 4.1 | 1H | 1H | N
701 | City of Anthony - (KS) | 1258 | Anthony | KS | Harper | IC2 | OP | Natural Gas Internal Combustion Engine | IC | Electric Utility | 1 | 3 | 3 | 3 | NG | DFO | Y | DFO | NG |  |  |  |  | Y | Y | 3 | 3 | 3 | 3 | 1H | 1H | N
701 | City of Anthony - (KS) | 1258 | Anthony | KS | Harper | IC3 | OP | Natural Gas Internal Combustion Engine | IC | Electric Utility | 1 | 4 | 4 | 4 | NG | DFO | Y | DFO | NG |  |  |  |  | Y | Y | 4 | 4 | 4 | 4 | 1H | 1H | N
911 | City of Ashland - (KS) | 1259 | Ashland | KS | Clark | 1 | SB | Natural Gas Internal Combustion Engine | IC | Electric Utility | 1 | 0.6 | 0.6 | 0.6 | NG | DFO | Y | NG | DFO |  |  |  |  | Y | N | 1.4 | 1.4 | 4.9 | 4.9 | 1H | 1H | N
911 | City of Ashland - (KS) | 1259 | Ashland | KS | Clark | 2 | SB | Natural Gas Internal Combustion Engine | IC | Electric Utility | 1 | 0.9 | 0.7 | 0.7 | NG | DFO | Y | NG | DFO |  |  |  |  | Y | N | 1.4 | 1.4 | 4.9 | 4.9 | 1H | 1H | N
998 | City of Augusta - (KS) | 1261 | Augusta Electric Plant No 1 | KS | Butler | 1 | SB | Natural Gas Internal Combustion Engine | IC | Electric Utility | 1 | 1.1 | 1.1 | 1.1 | NG | DFO | Y | NG | DFO |  |  |  |  | N | N
998 | City of Augusta - (KS) | 1261 | Augusta Electric Plant No 1 | KS | Butler | 3 | SB | Natural Gas Internal Combustion Engine | IC | Electric Utility | 1 | 1 | 1 | 1 | NG | DFO | Y | NG | DFO |  |  |  |  | N | N
998 | City of Augusta - (KS) | 1261 | Augusta Electric Plant No 1 | KS | Butler | 5 | SB | Natural Gas Internal Combustion Engine | IC | Electric Utility | 1 | 2.2 | 2.2 | 2.2 | NG | DFO | Y | NG | DFO |  |  |  |  | N | N
998 | City of Augusta - (KS) | 1261 | Augusta Electric Plant No 1 | KS | Butler | 6 | SB | Natural Gas Internal Combustion Engine | IC | Electric Utility | 1 | 2.2 | 2.2 | 2.2 | NG | DFO | Y | NG | DFO |  |  |  |  | N | N
998 | City of Augusta - (KS) | 1261 | Augusta Electric Plant No 1 | KS | Butler | 7 | SB | Natural Gas Internal Combustion Engine | IC | Electric Utility | 1 | 2 | 2 | 2 | NG | DFO | Y | NG | DFO |  |  |  |  | N | N
1148 | City of Baldwin City- (KS) | 1262 | Baldwin City Plant No 1 | KS | Douglas | 4 | OP | Petroleum Liquids | IC | Electric Utility | 1 | 2 | 1.5 | 1.5 | DFO | NG | N | [6 empty] | Y | [5 empty] | 1H
1148 | City of Baldwin City- (KS) | 1262 | Baldwin City Plant No 1 | KS | Douglas | 5 | OP | Petroleum Liquids | IC | Electric Utility | 1 | 1.1 | 0.7 | 0.7 | DFO | NG | N | [6 empty] | Y | [5 empty] | 1H
1148 | City of Baldwin City- (KS) | 1262 | Baldwin City Plant No 1 | KS | Douglas | 6 | OP | Petroleum Liquids | IC | Electric Utility | 1 | 1.1 | 0.7 | 0.7 | DFO | NG | N | [6 empty] | Y | [5 empty] | 1H
1512 | City of Belleville - (KS) | 1263 | Belleville | KS | Republic | 4 | OP | Petroleum Liquids | IC | Electric Utility | 1 | 1 | 1 | 1 | DFO | NG | Y | DFO | NG |  |  |  |  | Y | Y | 1 | 1 | 1 | 1 | 1H | 1H | N
1512 | City of Belleville - (KS) | 1263 | Belleville | KS | Republic | 5 | OP | Petroleum Liquids | IC | Electric Utility | 1 | 1.7 | 1.7 | 1.7 | DFO | NG | Y | DFO | NG |  |  |  |  | Y | Y | 1.7 | 1.7 | 1.7 | 1.7 | 1H | 1H | N
1512 | City of Belleville - (KS) | 1263 | Belleville | KS | Republic | 6 | OP | Petroleum Liquids | IC | Electric Utility | 1 | 3.7 | 3.7 | 3.7 | DFO | NG | Y | DFO | NG |  |  |  |  | Y | Y | 3.7 | 3.7 | 3.7 | 3.7 | 1H | 1H | N
1512 | City of Belleville - (KS) | 1263 | Belleville | KS | Republic | 7 | OP | Petroleum Liquids | IC | Electric Utility | 1 | 5.1 | 5.1 | 5.1 | DFO | NG | Y | DFO | NG |  |  |  |  | Y | Y | 5.1 | 5.1 | 5.1 | 5.1 | 1H | 1H | N
1525 | City of Beloit - (KS) | 1264 | Beloit | KS | Mitchell | 1 | OP | Petroleum Liquids | IC | Electric Utility | 1 | 1.5 | 1.1 | 1.1 | DFO | NG | Y | DFO | NG |  |  |  |  | Y |  | 1.1 | 1.1 | 1.1 | 1.1 | 1H | 1H | Y |  |  | Y
1525 | City of Beloit - (KS) | 1264 | Beloit | KS | Mitchell | 2 | OP | Petroleum Liquids | IC | Electric Utility | 1 | 1.5 | 1.1 | 1.1 | DFO | NG | Y | DFO | NG |  |  |  |  | Y |  | 1.1 | 1.1 | 1.1 | 1 | 1H | 1H | Y |  |  | Y
1525 | City of Beloit - (KS) | 1264 | Beloit | KS | Mitchell | 3 | OP | Petroleum Liquids | IC | Electric Utility | 1 | 2 | 2 | 2 | DFO | NG | Y | DFO | NG |  |  |  |  | Y |  | 2 | 2 | 2 | 2 | 1H | 1H | Y |  |  | Y
1525 | City of Beloit - (KS) | 1264 | Beloit | KS | Mitchell | 4 | OP | Petroleum Liquids | IC | Electric Utility | 1 | 3.5 | 3 | 3 | DFO | NG | Y | NG | DFO |  |  |  |  | Y |  | 3 | 3 | 3 | 3 | 1H | 1H | Y |  |  | Y
1525 | City of Beloit - (KS) | 1264 | Beloit | KS | Mitchell | 5 | OP | Petroleum Liquids | IC | Electric Utility | 1 | 0.7 | 0.6 | 0.6 | DFO | NG | Y | NG | DFO |  |  |  |  | Y |  | 650 | 650 | 650 | 650 | 1H | 1H | Y |  |  | Y
1525 | City of Beloit - (KS) | 1264 | Beloit | KS | Mitchell | 6 | OP | Petroleum Liquids | IC | Electric Utility | 1 | 4.1 | 3.5 | 3.5 | DFO | NG | Y | NG | DFO |  |  |  |  | Y |  | 3.6 | 3.6 | 3.6 | 3.6 | 1H | 1H | Y |  |  | Y
1525 | City of Beloit - (KS) | 1264 | Beloit | KS | Mitchell | 7 | OP | Petroleum Liquids | IC | Electric Utility | 1 | 6 | 5.5 | 5.5 | DFO | NG | Y | NG | DFO |  |  |  |  | Y |  | 5.6 | 5.6 | 5.6 | 5.6 | 1H | 1H | Y |  |  | Y
2547 | City of Burlingame - (KS) | 1265 | Burlingame | KS | Osage | 1 | OP | Natural Gas Internal Combustion Engine | IC | Electric Utility | 1 | 1.1 | 1 | 1.1 | NG | DFO | Y | NG | DFO |  |  |  |  | N | N
2547 | City of Burlingame - (KS) | 1265 | Burlingame | KS | Osage | 3 | OP | Natural Gas Internal Combustion Engine | IC | Electric Utility | 1 | 0.9 | 0.8 | 0.8 | NG | DFO | Y | NG | DFO |  |  |  |  | N | N
2547 | City of Burlingame - (KS) | 1265 | Burlingame | KS | Osage | 4 | OP | Natural Gas Internal Combustion Engine | IC | Electric Utility | 1 | 1.1 | 1 | 1.1 | NG | DFO | Y | NG | DFO |  |  |  |  | N | N
2547 | City of Burlingame - (KS) | 1265 | Burlingame | KS | Osage | 5 | OP | Natural Gas Internal Combustion Engine | IC | Electric Utility | 1 | 0.9 | 0.8 | 0.8 | NG | DFO | Y | NG | DFO |  |  |  |  | N | N
2551 | City of Burlington - (KS) | 1266 | Burlington (KS) | KS | Coffey | 4A | SB | Natural Gas Internal Combustion Engine | IC | Electric Utility | 1 | 2.3 | 2.3 | 2.3 | NG | DFO | N | [6 empty] | Y | Y | 2.3 | 2.3 | 2.3 | 2.3 | 1H | 1H | Y | Y
2551 | City of Burlington - (KS) | 1266 | Burlington (KS) | KS | Coffey | 5 | SB | Natural Gas Internal Combustion Engine | IC | Electric Utility | 1 | 1 | 1 | 1 | NG | DFO | N | [6 empty] | Y | Y | 1 | 1 | 1 | 1 | 1H | 1H | N
2551 | City of Burlington - (KS) | 1266 | Burlington (KS) | KS | Coffey | IC6 | SB | Natural Gas Internal Combustion Engine | IC | Electric Utility | 1 | 4.8 | 4.8 | 4.8 | NG | DFO | N | [6 empty] | Y | Y | 4.8 | 4.8 | 4.8 | 4.8 | 1H | 1H | N
3710 | City of Clay Center - (KS) | 1270 | Clay Center | KS | Clay | 5 | OP | Natural Gas Steam Turbine | ST | Electric Utility | 1 | 3 | 3 | 3 | NG | DFO | Y | NG | DFO |  |  |  |  | Y | Y | 3 | 3 | 3 | 3 | 1H | 1H | N
3710 | City of Clay Center - (KS) | 1270 | Clay Center | KS | Clay | 6 | OP | Natural Gas Steam Turbine | ST | Electric Utility | 1 | 5 | 5 | 5 | NG | DFO | Y | NG | DFO |  |  |  |  | Y | Y | 5 | 5 | 5 | 5 | 1H | 1H | N
3710 | City of Clay Center - (KS) | 1270 | Clay Center | KS | Clay | IC1 | OP | Natural Gas Internal Combustion Engine | IC | Electric Utility | 1 | 0.9 | 0.9 | 0.9 | NG | DFO | Y | NG | DFO |  |  |  |  | Y | Y | 0.9 | 0.9 | 0.9 | 0.9 | 1H | 1H | Y | Y
3710 | City of Clay Center - (KS) | 1270 | Clay Center | KS | Clay | IC2 | OP | Natural Gas Internal Combustion Engine | IC | Electric Utility | 1 | 2.1 | 2 | 2 | NG | DFO | Y | NG | DFO |  |  |  |  | Y | Y | 2.1 | 2.1 | 2.1 | 2.1 | 1H | 1H | Y | Y
3710 | City of Clay Center - (KS) | 1270 | Clay Center | KS | Clay | IC3 | OP | Natural Gas Internal Combustion Engine | IC | Electric Utility | 1 | 5.1 | 5 | 5 | NG | DFO | Y | NG | DFO |  |  |  |  | Y | Y | 5 | 5.1 | 5 | 5.1 | 1H | 1H | Y | Y
3710 | City of Clay Center - (KS) | 1270 | Clay Center | KS | Clay | IC4 | OP | Natural Gas Internal Combustion Engine | IC | Electric Utility | 1 | 3.5 | 3.5 | 3.5 | NG | DFO | Y | NG | DFO |  |  |  |  | Y | Y | 3.5 | 3.5 | 3.5 | 3.5 | 1H | 1H | Y | Y
3710 | City of Clay Center - (KS) | 1270 | Clay Center | KS | Clay | IC5 | OP | Natural Gas Internal Combustion Engine | IC | Electric Utility | 1 | 3.5 | 3.5 | 3.5 | NG | DFO | Y | NG | DFO |  |  |  |  | Y | Y | 3.5 | 3.5 | 3.5 | 3.5 | 1H | 1H | Y | Y
3710 | City of Clay Center - (KS) | 1270 | Clay Center | KS | Clay | IC6 | OP | Natural Gas Internal Combustion Engine | IC | Electric Utility | 1 | 6.8 | 6.8 | 6.8 | NG | DFO | Y | NG | DFO |  |  |  |  | Y | Y | 6.8 | 6.8 | 6.8 | 6.8 | 1H | 1H | Y | Y
3913 | City of Colby - (KS) | 1272 | Colby City of | KS | THOMAS | 3 | OP | Petroleum Liquids | IC | Electric Utility | 1 | 2.5 | 1.8 | 1.8 | DFO | NG | Y | DFO | NG |  |  |  |  | Y | N | 1.8 | 1.8 | 0 | 0 | UNK | UNK | N
3913 | City of Colby - (KS) | 1272 | Colby City of | KS | THOMAS | 4 | OP | Petroleum Liquids | IC | Electric Utility | 1 | 1.7 | 1.2 | 1.2 | DFO | NG | Y | DFO | NG |  |  |  |  | Y | Y | 1.2 | 1.2 | 1.2 | 1.2 | 1H | 1H | N
3913 | City of Colby - (KS) | 1272 | Colby City of | KS | THOMAS | 5 | OP | Petroleum Liquids | IC | Electric Utility | 1 | 1.3 | 1 | 1 | DFO | NG | Y | DFO | NG |  |  |  |  | Y | Y | 1 | 1 | 1 | 1 | 1H | 1H | N
3913 | City of Colby - (KS) | 1272 | Colby City of | KS | THOMAS | 6 | OP | Petroleum Liquids | IC | Electric Utility | 1 | 4.5 | 3.5 | 3.5 | DFO | NG | Y | DFO | NG |  |  |  |  | Y | Y | 3.5 | 3.5 | 3.5 | 3.5 | 1H | 1H | N
3913 | City of Colby - (KS) | 1272 | Colby City of | KS | THOMAS | 7 | OP | Petroleum Liquids | IC | Electric Utility | 1 | 4.5 | 3.5 | 3.5 | DFO | NG | Y | DFO | NG |  |  |  |  | Y | Y | 3.5 | 3.5 | 3.5 | 3.5 | 1H | 1H | N
3913 | City of Colby - (KS) | 1272 | Colby City of | KS | THOMAS | 8 | OP | Petroleum Liquids | IC | Electric Utility | 1 | 2.7 | 2.5 | 2.5 | DFO | NG | Y | DFO | NG |  |  |  |  | Y | Y | 2.5 | 2.5 | 2.5 | 2.5 | 1H | 1H | N
5802 | City of Ellinwood - (KS) | 1274 | Ellinwood | KS | BARTON | 1 | OP | Petroleum Liquids | IC | Electric Utility | 1 | 2.1 | 1.8 | 1.8 | DFO | NG | Y | DFO | NG |  |  |  |  | Y | Y | 1.8 | 1.8 | 1.8 | 1.8 | 1H | 1H | Y | Y
5802 | City of Ellinwood - (KS) | 1274 | Ellinwood | KS | BARTON | 2 | OP | Petroleum Liquids | IC | Electric Utility | 1 | 1.4 | 1.3 | 1.3 | DFO | NG | Y | DFO | NG |  |  |  |  | Y | Y | 1.3 | 1.3 | 1.3 | 1.3 | 1H | 1H | Y | Y
5802 | City of Ellinwood - (KS) | 1274 | Ellinwood | KS | BARTON | 3 | OP | Petroleum Liquids | IC | Electric Utility | 1 | 0.6 | 0.3 | 0.3 | DFO | NG | Y | DFO | NG |  |  |  |  | Y | Y | 0.5 | 0.5 | 0.5 | 0.5 | 1H | 1H | Y | Y
5802 | City of Ellinwood - (KS) | 1274 | Ellinwood | KS | BARTON | 4 | OP | Petroleum Liquids | IC | Electric Utility | 1 | 1.1 | 1 | 1 | DFO | NG | Y | DFO | NG |  |  |  |  | Y | Y | 0.85 | 0.85 | 1 | 1 | 1H | 1H | Y | Y
5802 | City of Ellinwood - (KS) | 1274 | Ellinwood | KS | BARTON | 5 | OP | Petroleum Liquids | IC | Electric Utility | 1 | 3.3 | 2.5 | 2.5 | DFO | NG | Y | DFO | NG |  |  |  |  | Y | Y | 2.5 | 2.5 | 2.7 | 2.7 | 1H | 1H | Y | Y
6965 | City of Garnett - (KS) | 1278 | Garnett Municipal | KS | Anderson | 1 | OP | Petroleum Liquids | IC | Electric Utility | 1 | 1.5 | 1.3 | 1.3 | DFO | NG | N | [6 empty] | Y | Y | 1.5 | 1.2 | 1.3 | 1.5 | UNK | 1H | Y | Y
6965 | City of Garnett - (KS) | 1278 | Garnett Municipal | KS | Anderson | 3 | OP | Petroleum Liquids | IC | Electric Utility | 1 | 1.5 | 1.3 | 1.3 | DFO | NG | N | [6 empty] | Y | Y | 1.5 | 1.2 | 1.3 | 1.5 | UNK | 1H | Y | Y
6965 | City of Garnett - (KS) | 1278 | Garnett Municipal | KS | Anderson | 4 | OP | Petroleum Liquids | IC | Electric Utility | 1 | 0.9 | 0.8 | 0.8 | DFO | NG | N | [6 empty] | Y | Y | 0.9 | 0.8 | 0.8 | 0.8 | UNK | 1H | Y | Y
6965 | City of Garnett - (KS) | 1278 | Garnett Municipal | KS | Anderson | IC5 | OP | Petroleum Liquids | IC | Electric Utility | 1 | 2.4 | 2.1 | 2.1 | DFO | NG | [7 empty] | Y | Y | 1.8 | 1.8 | 2 | 2 | 1H | 1H | N
7374 | City of Goodland - (KS) | 1280 | Goodland | KS | Sherman | 10 | OP | Natural Gas Internal Combustion Engine | IC | Electric Utility | 1 | 2 | 1.8 | 2 | NG | DFO | Y | NG | DFO |  |  |  |  | N | N
7374 | City of Goodland - (KS) | 1280 | Goodland | KS | Sherman | 11 | OP | Natural Gas Internal Combustion Engine | IC | Electric Utility | 1 | 4.3 | 3.5 | 3.8 | NG | DFO | Y | NG | DFO |  |  |  |  | N | N
7374 | City of Goodland - (KS) | 1280 | Goodland | KS | Sherman | 12 | OP | Natural Gas Internal Combustion Engine | IC | Electric Utility | 1 | 1 | 0.8 | 0.9 | NG | DFO | Y | NG | DFO |  |  |  |  | N | N
7374 | City of Goodland - (KS) | 1280 | Goodland | KS | Sherman | 13 | OP | Natural Gas Internal Combustion Engine | IC | Electric Utility | 1 | 1.3 | 1.1 | 1.3 | NG | DFO | Y | NG | DFO |  |  |  |  | N | N
7374 | City of Goodland - (KS) | 1280 | Goodland | KS | Sherman | 6 | OP | Natural Gas Internal Combustion Engine | IC | Electric Utility | 1 | 2.2 | 1.8 | 2.1 | NG | DFO | Y | NG | DFO |  |  |  |  | N | N
7374 | City of Goodland - (KS) | 1280 | Goodland | KS | Sherman | 7 | OP | Natural Gas Internal Combustion Engine | IC | Electric Utility | 1 | 2.2 | 1.8 | 2.1 | NG | DFO | Y | NG | DFO |  |  |  |  | N | N
7374 | City of Goodland - (KS) | 1280 | Goodland | KS | Sherman | 8 | OP | Natural Gas Internal Combustion Engine | IC | Electric Utility | 1 | 5 | 4.6 | 4.8 | NG | DFO | Y | NG | DFO |  |  |  |  | N | N
8599 | City of Hill City | 1285 | Hill City | KS | GRAHAM | 1 | OP | Natural Gas Internal Combustion Engine | IC | Electric Utility | 1 | 1.3 | 1.1 | 1.2 | NG | DFO | N | [6 empty] | Y |  | 1.3 | 1.3 | 1.1 | 1.1 | 1H | 1H | Y | Y
8599 | City of Hill City | 1285 | Hill City | KS | GRAHAM | 2 | OP | Natural Gas Internal Combustion Engine | IC | Electric Utility | 1 | 1.3 | 1.1 | 1.2 | NG | DFO | N | [6 empty] | Y |  | 1.3 | 1.3 | 1.1 | 1.1 | 1H | 1H | Y | Y
8599 | City of Hill City | 1285 | Hill City | KS | GRAHAM | 3 | OP | Natural Gas Internal Combustion Engine | IC | Electric Utility | 1 | 0.6 | 0.6 | 0.6 | NG | DFO | N | [6 empty] | Y |  | 0.6 | 0.6 | 0.5 | 0.5 | 1H | 1H | Y | Y
8599 | City of Hill City | 1285 | Hill City | KS | GRAHAM | 4 | OP | Natural Gas Internal Combustion Engine | IC | Electric Utility | 1 | 1.1 | 1 | 1 | NG | DFO | N | [6 empty] | Y |  | 1 | 1 | 0.8 | 0.8 | 1H | 1H | Y | Y
8599 | City of Hill City | 1285 | Hill City | KS | GRAHAM | 5 | OP | Natural Gas Internal Combustion Engine | IC | Electric Utility | 1 | 1.3 | 1.2 | 1.2 | NG | DFO | N | [6 empty] | Y |  | 1.3 | 1.3 | 1.1 | 1.1 | 1H | 1H | Y | Y
8599 | City of Hill City | 1285 | Hill City | KS | GRAHAM | 6 | OP | Natural Gas Internal Combustion Engine | IC | Electric Utility | 1 | 1.3 | 1.2 | 1.2 | NG | DFO | N | [6 empty] | Y | Y | 1.3 | 1.3 | 1.1 | 1.1 | 1H | 1H | Y | Y
8703 | City of Hoisington - (KS) | 1286 | Hoisington | KS | Barton | 6 | OP | Natural Gas Internal Combustion Engine | IC | Electric Utility | 1 | 2 | 2 | 2 | NG | DFO | Y | NG | DFO |  |  |  |  | Y | Y | 2 | 2 | 2 | 2 | 1H | 1H | N
8703 | City of Hoisington - (KS) | 1286 | Hoisington | KS | Barton | 7 | OP | Natural Gas Internal Combustion Engine | IC | Electric Utility | 1 | 4 | 4 | 4 | NG | DFO | Y | NG | DFO |  |  |  |  | Y | Y | 3.65 | 3.65 | 3.65 | 3.65 | 1H | 1H | N
8703 | City of Hoisington - (KS) | 1286 | Hoisington | KS | Barton | 8 | OP | Natural Gas Internal Combustion Engine | IC | Electric Utility | 1 | 7 | 7 | 7 | NG | DFO | Y | NG | DFO |  |  |  |  | Y | Y | 6.38 | 6.38 | 6.38 | 6.38 | 1H | 1H | N
9996 | City of Kansas City - (KS) | 1295 | Quindaro | KS | Wyandotte | GT1 | OP | Natural Gas Fired Combustion Turbine | GT | Electric Utility | 1 | 17.9 | 13 | 13 | NG | DFO | N | [6 empty] | Y | N | 13 | 13 | 13 | 13 | 1H | 1H | N
10321 | City of Kingman - (KS) | 1296 | Kingman Municipal Power and Light Plant | KS | KINGMAN | 2 | SB | Natural Gas Internal Combustion Engine | IC | Electric Utility | 1 | 2.2 | 1.9 | 2 | NG | DFO | N | [6 empty] | Y | Y | 1.9 | 1.2 | 1.9 | 1.2 | 1H | 1H | N
10321 | City of Kingman - (KS) | 1296 | Kingman Municipal Power and Light Plant | KS | KINGMAN | 4 | OP | Natural Gas Internal Combustion Engine | IC | Electric Utility | 1 | 2.2 | 1.9 | 2 | NG | DFO | N | [6 empty] | Y | Y | 1.9 | 1.4 | 1.9 | 1.4 | 1H | 1H | N
10321 | City of Kingman - (KS) | 1296 | Kingman Municipal Power and Light Plant | KS | KINGMAN | 6 | OP | Natural Gas Internal Combustion Engine | IC | Electric Utility | 1 | 3.5 | 3.4 | 3.4 | NG | DFO | N | [6 empty] | Y | Y | 3.4 | 1.6 | 3.4 | 1.6 | 1H | 1H | N
10321 | City of Kingman - (KS) | 1296 | Kingman Municipal Power and Light Plant | KS | KINGMAN | 7 | OP | Natural Gas Internal Combustion Engine | IC | Electric Utility | 1 | 2.4 | 2.1 | 2.1 | NG | DFO | N | [6 empty] | Y | Y | 2.1 | 1.5 | 2.1 | 1.5 | 1H | 1H | N
10321 | City of Kingman - (KS) | 1296 | Kingman Municipal Power and Light Plant | KS | KINGMAN | 8 | OP | Natural Gas Internal Combustion Engine | IC | Electric Utility | 1 | 2.5 | 2.4 | 2.4 | NG | DFO | N | [6 empty] | Y | Y | 2.4 | 1.8 | 2.4 | 1.8 | 1H | 1H | N
10321 | City of Kingman - (KS) | 1296 | Kingman Municipal Power and Light Plant | KS | KINGMAN | 9 | OP | Natural Gas Internal Combustion Engine | IC | Electric Utility | 1 | 6.3 | 6.3 | 6.3 | NG | DFO | N | [6 empty] | Y | Y | 6.3 | 4 | 6.3 | 4 | 1H | 1H | Y |  | Y
10559 | City of La Crosse - (KS) | 1297 | La Crosse | KS | Rush | 1 | OP | Petroleum Liquids | IC | Electric Utility | 1 | 1.1 | 0.7 | 0.7 | DFO | NG | [7 empty] | Y | Y | 1 | 1 | 1 | 1 | 1H | 1H | N
10559 | City of La Crosse - (KS) | 1297 | La Crosse | KS | Rush | 2 | OP | Petroleum Liquids | IC | Electric Utility | 1 | 1.1 | 0.9 | 0.9 | DFO | NG | [7 empty] | Y | Y | 1 | 1 | 1 | 1 | 1H | 1H | N
10559 | City of La Crosse - (KS) | 1297 | La Crosse | KS | Rush | 5 | OP | Petroleum Liquids | IC | Electric Utility | 1 | 1.5 | 1.5 | 1.5 | DFO | NG | [7 empty] | Y | Y | 1.5 | 1.5 | 1.5 | 1.5 | 1H | 1H | N
10559 | City of La Crosse - (KS) | 1297 | La Crosse | KS | Rush | 6 | OP | Petroleum Liquids | IC | Electric Utility | 1 | 1.8 | 1.5 | 1.5 | DFO | NG | [7 empty] | Y | Y | 1.8 | 1.8 | 1.8 | 1.8 | 1H | 1H | N
10713 | City of Larned - (KS) | 1299 | Larned | KS | Pawnee | IC5 | OP | Petroleum Liquids | IC | Electric Utility | 1 | 6.4 | 6 | 6 | DFO | NG | Y | DFO | NG |  |  |  |  | Y | Y | 5.4 | 5.4 | 6.2 | 6.2 | 1H | 1H | N
11017 | City of Lincoln Center - (KS) | 1300 | Lincoln | KS | LINCOLN | 1 | OP | Natural Gas Internal Combustion Engine | IC | Electric Utility | 1 | 1.3 | 1.1 | 1.1 | NG | DFO | N | [6 empty] | Y | Y | 1.2 | 1.2 | 1.2 | 1.2 | 6H | 6H | N
11017 | City of Lincoln Center - (KS) | 1300 | Lincoln | KS | LINCOLN | 2 | OP | Natural Gas Internal Combustion Engine | IC | Electric Utility | 1 | 1.3 | 1.1 | 1.1 | NG | DFO | N | [6 empty] | Y | Y | 1.2 | 1.2 | 1.2 | 1.2 | 6H | 6H | N
11017 | City of Lincoln Center - (KS) | 1300 | Lincoln | KS | LINCOLN | 5 | OP | Natural Gas Internal Combustion Engine | IC | Electric Utility | 1 | 1.3 | 1.1 | 1.1 | NG | DFO | N | [6 empty] | Y | Y | 1.2 | 1.2 | 1.2 | 1.2 | 6H | 6H | N
11017 | City of Lincoln Center - (KS) | 1300 | Lincoln | KS | LINCOLN | 6 | OP | Natural Gas Internal Combustion Engine | IC | Electric Utility | 1 | 2.5 | 2.2 | 2.2 | NG | DFO | N | [6 empty] | Y | Y | 2.5 | 2.5 | 2.5 | 2.5 | 6H | 6H | N
11017 | City of Lincoln Center - (KS) | 1300 | Lincoln | KS | LINCOLN | 7 | OP | Natural Gas Internal Combustion Engine | IC | Electric Utility | 1 | 3.5 | 3 | 3 | NG | DFO | N | [6 empty] | Y | Y | 3.5 | 3.5 | 3.5 | 3.5 | 6H | 6H | N
12208 | City of McPherson - (KS) | 1305 | McPherson 2 | KS | McPherson | GT1 | OP | Natural Gas Fired Combustion Turbine | GT | Electric Utility | 1 | 72.4 | 52 | 60 | NG | DFO | N | [6 empty] | Y | Y | 52 | 60 | 50 | 60 | 1H | 1H | N
12208 | City of McPherson - (KS) | 1305 | McPherson 2 | KS | McPherson | GT3 | OP | Natural Gas Fired Combustion Turbine | GT | Electric Utility | 1 | 71.2 | 52 | 60 | NG | DFO | N | [6 empty] | Y | Y | 52 | 60 | 50 | 60 | 1H | 1H | N
12242 | City of Meade - (KS) | 1306 | Meade | KS | Meade | 2 | OP | Natural Gas Internal Combustion Engine | IC | Electric Utility | 1 | 0.9 | 0.8 | 0.8 | NG | DFO | Y | DFO | NG |  |  |  |  | Y | N | 0.6 | 0.6 | 0.6 | 0.6 | 1H | 1H | N
12242 | City of Meade - (KS) | 1306 | Meade | KS | Meade | 3 | OP | Natural Gas Internal Combustion Engine | IC | Electric Utility | 1 | 1.1 | 1.1 | 1.1 | NG | DFO | Y | DFO | NG |  |  |  |  | Y | N | 0.9 | 0.9 | 0.9 | 0.9 | 1H | 1H | N
12242 | City of Meade - (KS) | 1306 | Meade | KS | Meade | 4 | OP | Natural Gas Internal Combustion Engine | IC | Electric Utility | 1 | 1.4 | 1.3 | 1.4 | NG | DFO | Y | DFO | NG |  |  |  |  | Y | N | 1.3 | 1.3 | 1.3 | 1.3 | 1H | 1H | N
12242 | City of Meade - (KS) | 1306 | Meade | KS | Meade | 5 | OP | Petroleum Liquids | IC | Electric Utility | 1 | 2.1 | 1.7 | 1.7 | DFO | NG | Y | DFO | NG |  |  |  |  | Y | N | 1.7 | 1.8 | 1.7 | 1.8 | 1H | 1H | N
12242 | City of Meade - (KS) | 1306 | Meade | KS | Meade | 6 | OP | Natural Gas Internal Combustion Engine | IC | Electric Utility | 1 | 2.7 | 1.9 | 2 | NG | DFO | Y | DFO | NG |  |  |  |  | Y | N | 1.9 | 1.9 | 1.9 | 1.9 | 1H | 1H | N
21533 | City of Minneapolis - (KS) | 1307 | Minneapolis City of | KS | OTTAWA | 3 | OP | Natural Gas Internal Combustion Engine | IC | Electric Utility | 1 | 1.3 | 1.2 | 1.2 | NG | DFO | N | [6 empty] | Y | Y | 1.1 | 1.1 | 1.1 | 1.1 | 1H | 1H | N
21533 | City of Minneapolis - (KS) | 1307 | Minneapolis City of | KS | OTTAWA | 4 | OP | Natural Gas Internal Combustion Engine | IC | Electric Utility | 1 | 0.7 | 0.5 | 0.5 | NG | DFO | N | [6 empty] | Y | Y | 0.6 | 0.6 | 0.6 | 0.6 | 1H | 1H | N
21533 | City of Minneapolis - (KS) | 1307 | Minneapolis City of | KS | OTTAWA | 5 | OP | Natural Gas Internal Combustion Engine | IC | Electric Utility | 1 | 2.1 | 1.8 | 1.8 | NG | DFO | N | [6 empty] | Y | Y | 1.8 | 1.8 | 2 | 2 | 1H | 1H | N
21533 | City of Minneapolis - (KS) | 1307 | Minneapolis City of | KS | OTTAWA | 6 | OP | Natural Gas Internal Combustion Engine | IC | Electric Utility | 1 | 3 | 2.7 | 2.7 | NG | DFO | N | [6 empty] | Y | Y | 2.9 | 2.9 | 2.9 | 2.9 | 1H | 1H | N
13095 | City of Mulvane - (KS) | 1308 | Mulvane Power Plant | KS | Sumner | 3 | OP | Natural Gas Internal Combustion Engine | IC | Electric Utility | 1 | 1.3 | 1.2 | 1.2 | NG | DFO | [7 empty] | Y |  | 1.2 | 1.2 | 1.2 | 1.2 | 1H | 1H | N
13095 | City of Mulvane - (KS) | 1308 | Mulvane Power Plant | KS | Sumner | 4 | OP | Natural Gas Internal Combustion Engine | IC | Electric Utility | 1 | 1.3 | 1.2 | 1.2 | NG | DFO | [7 empty] | Y |  | 1.2 | 1.2 | 1.2 | 1.2 | 1H | 1H | N
13095 | City of Mulvane - (KS) | 1308 | Mulvane Power Plant | KS | Sumner | 6 | OP | Natural Gas Internal Combustion Engine | IC | Electric Utility | 1 | 2 | 1.9 | 2 | NG | DFO | [7 empty] | Y | Y | 1.9 | 2 | 1.9 | 2 | 1H | 1H | N
13948 | City of Oberlin - (KS) | 1312 | Oberlin (KS) | KS | Decatur | 1 | SB | Natural Gas Internal Combustion Engine | IC | Electric Utility | 1 | 1.1 | 0.9 | 0.9 | NG | DFO | Y | DFO | NG |  |  |  |  | Y | Y | 0.7 | 0.7 | 0.7 | 0.7 | 1H | 1H | N
13948 | City of Oberlin - (KS) | 1312 | Oberlin (KS) | KS | Decatur | 2 | SB | Natural Gas Internal Combustion Engine | IC | Electric Utility | 1 | 0.8 | 0.6 | 0.6 | NG | DFO | Y | DFO | NG |  |  |  |  | Y | Y | 0.5 | 0.5 | 0.5 | 0.5 | 1H | 1H | N
13948 | City of Oberlin - (KS) | 1312 | Oberlin (KS) | KS | Decatur | 4 | SB | Natural Gas Internal Combustion Engine | IC | Electric Utility | 1 | 1.5 | 1.2 | 1.2 | NG | DFO | Y | DFO | NG |  |  |  |  | Y | Y | 1.1 | 1.1 | 1.1 | 1.1 | 1H | 1H | N
13948 | City of Oberlin - (KS) | 1312 | Oberlin (KS) | KS | Decatur | 5 | SB | Natural Gas Internal Combustion Engine | IC | Electric Utility | 1 | 2 | 1.3 | 1.3 | NG | DFO | Y | DFO | NG |  |  |  |  | Y | Y | 1.3 | 1.3 | 1.3 | 1.3 | 1H | 1H | N
13948 | City of Oberlin - (KS) | 1312 | Oberlin (KS) | KS | Decatur | 6 | SB | Natural Gas Internal Combustion Engine | IC | Electric Utility | 1 | 1.5 | 1.2 | 1.2 | NG | DFO | Y | DFO | NG |  |  |  |  | Y | Y | 1.2 | 1.2 | 1.2 | 1.2 | 1H | 1H | N
14199 | City of Osage City - (KS) | 1313 | Osage City | KS | OSAGE | 1 | OP | Natural Gas Internal Combustion Engine | IC | Electric Utility | 1 | 1.1 | 0.9 | 0.9 | NG | DFO | Y | NG | DFO |  |  |  |  | N
14199 | City of Osage City - (KS) | 1313 | Osage City | KS | OSAGE | 2 | OP | Natural Gas Internal Combustion Engine | IC | Electric Utility | 1 | 1.2 | 1.1 | 1.1 | NG | DFO | Y | NG | DFO |  |  |  |  | N
14199 | City of Osage City - (KS) | 1313 | Osage City | KS | OSAGE | 4 | OP | Natural Gas Internal Combustion Engine | IC | Electric Utility | 1 | 2 | 1.9 | 1.9 | NG | DFO | Y | NG | DFO |  |  |  |  | N
14199 | City of Osage City - (KS) | 1313 | Osage City | KS | OSAGE | 5 | OP | Natural Gas Internal Combustion Engine | IC | Electric Utility | 1 | 2 | 1.9 | 1.9 | NG | DFO | Y | NG | DFO |  |  |  |  | N
14199 | City of Osage City - (KS) | 1313 | Osage City | KS | OSAGE | 7 | OP | Natural Gas Internal Combustion Engine | IC | Electric Utility | 1 | 1.7 | 1.5 | 1.5 | NG | DFO | Y | NG | DFO |  |  |  |  | N
14199 | City of Osage City - (KS) | 1313 | Osage City | KS | OSAGE | IC3 | OP | Natural Gas Internal Combustion Engine | IC | Electric Utility | 1 | 2 | 1.9 | 1.9 | NG | DFO | Y | NG | DFO |  |  |  |  | N
14199 | City of Osage City - (KS) | 1313 | Osage City | KS | OSAGE | IC6 | OP | Natural Gas Internal Combustion Engine | IC | Electric Utility | 1 | 1.1 | 0.9 | 0.9 | NG | DFO | Y | NG | DFO |  |  |  |  | N
14203 | City of Osawatomie - (KS) | 1314 | Osawatomie City of | KS | MIAMI | 2 | SB | Petroleum Liquids | IC | Electric Utility | 1 | 2.3 | 1.8 | 1.8 | DFO | NG | Y | DFO | NG |  |  |  |  | Y | Y | 1.8 | 1.8 | 1.8 | 1.8 | 1H | 1H | N
14203 | City of Osawatomie - (KS) | 1314 | Osawatomie City of | KS | MIAMI | 4 | SB | Petroleum Liquids | IC | Electric Utility | 1 | 1.2 | 1 | 1 | DFO | NG | Y | DFO | NG |  |  |  |  | Y | Y | 1 | 1 | 1 | 1 | 1H | 1H | N
14203 | City of Osawatomie - (KS) | 1314 | Osawatomie City of | KS | MIAMI | 5 | SB | Petroleum Liquids | IC | Electric Utility | 1 | 3.1 | 2.8 | 2.8 | DFO | NG | Y | DFO | NG |  |  |  |  | Y | Y | 2.8 | 2.6 | 2.8 | 2.6 | 1H | 1H | N
14214 | City of Osborne - (KS) | 1315 | Osborne | KS | Osborne | 1 | SB | Petroleum Liquids | IC | Electric Utility | 1 | 2.3 | 1.8 | 2 | DFO | NG | Y | DFO | NG |  |  |  |  | Y | Y | 1.2 | 1.2 | 1.8 | 1.8 | 1H | 1H | N
14214 | City of Osborne - (KS) | 1315 | Osborne | KS | Osborne | 2 | SB | Petroleum Liquids | IC | Electric Utility | 1 | 2 | 1.8 | 2 | DFO | NG | Y | DFO | NG |  |  |  |  | Y | Y | 1.2 | 1.2 | 1.8 | 1.8 | 1H | 1H | N
14214 | City of Osborne - (KS) | 1315 | Osborne | KS | Osborne | 3 | SB | Petroleum Liquids | IC | Electric Utility | 1 | 1.1 | 0.7 | 0.9 | DFO | NG | Y | DFO | NG |  |  |  |  | Y | Y | 0.7 | 0.7 | 0.7 | 0.7 | 1H | 1H | N
14229 | City of Ottawa - (KS) | 1316 | Ottawa | KS | Franklin | IC3 | OP | Natural Gas Internal Combustion Engine | IC | Electric Utility | 1 | 3.7 | 3.2 | 3.2 | NG | DFO | Y | NG | DFO |  |  |  |  | Y | Y | 3.2 | 3.2 | 3.2 | 3.2 | 1H | 1H | N
14229 | City of Ottawa - (KS) | 1316 | Ottawa | KS | Franklin | IC4 | OP | Natural Gas Internal Combustion Engine | IC | Electric Utility | 1 | 3.5 | 3 | 3 | NG | DFO | Y | NG | DFO |  |  |  |  | Y | Y | 3 | 3 | 3 | 3 | 1H | 1H | N
14229 | City of Ottawa - (KS) | 1316 | Ottawa | KS | Franklin | IC6 | OP | Natural Gas Internal Combustion Engine | IC | Electric Utility | 1 | 6 | 5.9 | 5.9 | NG | DFO | Y | NG | DFO |  |  |  |  | Y | Y | 5.9 | 5.9 | 5.9 | 5.9 | 1H | 1H | N
14229 | City of Ottawa - (KS) | 1316 | Ottawa | KS | Franklin | IC7 | OP | Natural Gas Internal Combustion Engine | IC | Electric Utility | 1 | 6 | 5.9 | 5.9 | NG | DFO | Y | NG | DFO |  |  |  |  | Y | Y | 5.9 | 5.9 | 5.9 | 5.9 | 1H | 1H | N
16440 | City of Russell - (KS) | 1319 | Russell Downtown | KS | Russell | 11 | OP | Natural Gas Internal Combustion Engine | IC | Electric Utility | 1 | 3.6 | 3.2 | 3.2 | NG | DFO | Y | NG | DFO |  |  |  |  | N | N
16440 | City of Russell - (KS) | 1319 | Russell Downtown | KS | Russell | 12 | OP | Natural Gas Internal Combustion Engine | IC | Electric Utility | 1 | 3.6 | 3.2 | 3.2 | NG | DFO | Y | NG | DFO |  |  |  |  | N | N
16440 | City of Russell - (KS) | 1319 | Russell Downtown | KS | Russell | 7 | OP | Natural Gas Internal Combustion Engine | IC | Electric Utility | 1 | 3.5 | 3 | 3 | NG | DFO | Y | NG | DFO |  |  |  |  | N | N
16518 | City of Sabetha - (KS) | 1320 | Sabetha Power Plant | KS | Nemaha | 11 | OP | Petroleum Liquids | IC | Electric Utility | 1 | 3 | 2.7 | 2.7 | DFO | NG | N | [6 empty] | Y | Y | 2.5 | 2.5 | 2.5 | 2.5 | 1H | 1H | N
16518 | City of Sabetha - (KS) | 1320 | Sabetha Power Plant | KS | Nemaha | 12 | OP | Natural Gas Internal Combustion Engine | IC | Electric Utility | 1 | 4.4 | 4.1 | 4.1 | NG | DFO | N | [6 empty] | Y |  | 3.5 | 3.5 | 3.5 | 3.5 | 1H | 1H | N
16518 | City of Sabetha - (KS) | 1320 | Sabetha Power Plant | KS | Nemaha | 2 | OP | Petroleum Liquids | IC | Electric Utility | 1 | 1.5 | 1.2 | 1.2 | DFO | NG | N | [6 empty] | Y | Y | 1.5 | 1.5 | 1.5 | 1.5 | 1H | 1H | N
16518 | City of Sabetha - (KS) | 1320 | Sabetha Power Plant | KS | Nemaha | 3 | OP | Petroleum Liquids | IC | Electric Utility | 1 | 0.8 | 0.6 | 0.6 | DFO | NG | [7 empty] | Y |  | 0.5 | 0.5 | 0.5 | 0.5 | 1H | 1H | Y |  |  | Y
16518 | City of Sabetha - (KS) | 1320 | Sabetha Power Plant | KS | Nemaha | 4 | OP | Petroleum Liquids | IC | Electric Utility | 1 | 1 | 0.7 | 0.7 | DFO | NG | [7 empty] | Y |  | 0.5 | 0.5 | 0.5 | 0.5 | 1H | 1H | Y |  |  | Y
16518 | City of Sabetha - (KS) | 1320 | Sabetha Power Plant | KS | Nemaha | 5 | OP | Petroleum Liquids | IC | Electric Utility | 1 | 1.4 | 1.2 | 1.2 | DFO | NG | [7 empty] | Y |  | 1 | 1 | 1 | 1 | 1H | 1H | Y |  |  | Y
16518 | City of Sabetha - (KS) | 1320 | Sabetha Power Plant | KS | Nemaha | 6 | OP | Petroleum Liquids | IC | Electric Utility | 1 | 1.4 | 1.2 | 1.2 | DFO | NG | N | [6 empty] | Y |  | 1 | 1 | 1 | 1 | 1H | 1H | Y |  |  | Y
16518 | City of Sabetha - (KS) | 1320 | Sabetha Power Plant | KS | Nemaha | 7 | OP | Petroleum Liquids | IC | Electric Utility | 1 | 2.2 | 1.8 | 1.8 | DFO | NG | N | [6 empty] | Y |  | 1.5 | 1.5 | 1.5 | 1.5 | 1H | 1H | Y |  |  | Y
16518 | City of Sabetha - (KS) | 1320 | Sabetha Power Plant | KS | Nemaha | 8 | OP | Petroleum Liquids | IC | Electric Utility | 1 | 2.5 | 2.1 | 2.1 | DFO | NG | N | [6 empty] | Y |  | 1.5 | 1.5 | 1.5 | 1.5 | 1H | 1H | Y |  |  | Y
16518 | City of Sabetha - (KS) | 1320 | Sabetha Power Plant | KS | Nemaha | IC10 | OP | Petroleum Liquids | IC | Electric Utility | 1 | 2.5 | 2.1 | 2.1 | DFO | NG | N | [6 empty] | Y | Y | 1.5 | 1.5 | 1.5 | 1.5 | 1H | 1H | Y |  |  | Y
16518 | City of Sabetha - (KS) | 1320 | Sabetha Power Plant | KS | Nemaha | IC9 | OP | Petroleum Liquids | IC | Electric Utility | 1 | 1.1 | 1 | 1 | DFO | NG | [7 empty] | Y |  | 1 | 1 | 1 | 1 | 1H | 1H | N
17872 | City of St Francis - (KS) | 1321 | St Francis | KS | Cheyenne | 2 | OP | Petroleum Liquids | IC | Electric Utility | 1 | 1.5 | 1.5 | 1.5 | DFO | NG | Y | DFO | NG |  |  |  |  | Y | Y | 1.5 | 1.5 | 1.5 | 1.5 | UNK | UNK | N
17872 | City of St Francis - (KS) | 1321 | St Francis | KS | Cheyenne | 3 | OP | Petroleum Liquids | IC | Electric Utility | 1 | 0.8 | 0.8 | 0.8 | DFO | NG | Y | DFO | NG |  |  |  |  | Y | Y | 0.8 | 0.8 | 0.8 | 0.8 | UNK | UNK | N
17872 | City of St Francis - (KS) | 1321 | St Francis | KS | Cheyenne | 4 | OP | Petroleum Liquids | IC | Electric Utility | 1 | 2.7 | 2.7 | 2.7 | DFO | NG | Y | DFO | NG |  |  |  |  | Y | Y | 2.7 | 2.7 | 2.7 | 2.7 | UNK | UNK | N
17872 | City of St Francis - (KS) | 1321 | St Francis | KS | Cheyenne | 5 | OP | Petroleum Liquids | IC | Electric Utility | 1 | 0.9 | 0.9 | 0.9 | DFO | NG | Y | DFO | NG |  |  |  |  | Y | Y | 0.9 | 0.9 | 0.9 | 0.9 | UNK | UNK | N
16988 | City of Sharon Springs - (KS) | 1324 | Sharon Spring | KS | Wallace | 1 | OP | Natural Gas Internal Combustion Engine | IC | Electric Utility | 1 | 1 | 0.9 | 1 | NG | DFO | Y | NG | DFO |  |  |  |  | Y | Y | 1 | 1 | 1 | 1 | 6H | 6H | N
16988 | City of Sharon Springs - (KS) | 1324 | Sharon Spring | KS | Wallace | 2 | OP | Natural Gas Internal Combustion Engine | IC | Electric Utility | 1 | 1 | 1 | 1 | NG | DFO | Y | NG | DFO |  |  |  |  | Y | Y | 1 | 1 | 1 | 1 | 6H | 6H | N
16988 | City of Sharon Springs - (KS) | 1324 | Sharon Spring | KS | Wallace | 3 | OP | Natural Gas Internal Combustion Engine | IC | Electric Utility | 1 | 0.4 | 0.4 | 0.4 | NG | DFO | Y | NG | DFO |  |  |  |  | Y | Y | 0.4 | 0.4 | 0.4 | 0.4 | 6H | 6H | N
16988 | City of Sharon Springs - (KS) | 1324 | Sharon Spring | KS | Wallace | 4 | OP | Natural Gas Internal Combustion Engine | IC | Electric Utility | 1 | 0.6 | 0.6 | 0.6 | NG | DFO | Y | NG | DFO |  |  |  |  | Y | Y | 0.6 | 0.6 | 0.6 | 0.6 | 6H | 6H | N
17924 | City of Stafford - (KS) | 1325 | Stafford | KS | Stafford | 4 | OP | Petroleum Liquids | IC | Electric Utility | 1 | 1.4 | 1.4 | 1.4 | DFO | NG | Y | DFO | NG |  |  |  |  | N | N
17924 | City of Stafford - (KS) | 1325 | Stafford | KS | Stafford | 5 | OP | Petroleum Liquids | IC | Electric Utility | 1 | 1.1 | 1.1 | 1.1 | DFO | NG | Y | DFO | NG |  |  |  |  | N | N
18086 | City of Sterling - (KS) | 1326 | Sterling | KS | Rice | 1 | OP | Petroleum Liquids | IC | Electric Utility | 1 | 1.5 | 1.3 | 1.3 | DFO | NG | N | [6 empty] | Y | Y | 1.3 | 1.3 | 1.3 | 1.3 | 1H | 1H | N
18086 | City of Sterling - (KS) | 1326 | Sterling | KS | Rice | 2 | OP | Petroleum Liquids | IC | Electric Utility | 1 | 0.5 | 0.4 | 0.4 | DFO | NG | N | [6 empty] | Y | Y | 0.4 | 0.4 | 0.4 | 0.4 | 1H | 1H | N
18086 | City of Sterling - (KS) | 1326 | Sterling | KS | Rice | 3 | OP | Petroleum Liquids | IC | Electric Utility | 1 | 3 | 2.2 | 2.2 | DFO | NG | N | [6 empty] | Y | Y | 2.2 | 2.2 | 2.2 | 2.2 | 1H | 1H | N
18086 | City of Sterling - (KS) | 1326 | Sterling | KS | Rice | 4 | OP | Petroleum Liquids | IC | Electric Utility | 1 | 1.1 | 0.8 | 0.8 | DFO | NG | N | [6 empty] | Y | Y | 0.8 | 0.8 | 0.8 | 0.8 | 1H | 1H | N
18086 | City of Sterling - (KS) | 1326 | Sterling | KS | Rice | 5 | OP | Petroleum Liquids | IC | Electric Utility | 1 | 1.4 | 1.2 | 1.2 | DFO | NG | N | [6 empty] | Y | Y | 1.2 | 1.2 | 1.2 | 1.2 | 1H | 1H | N
18086 | City of Sterling - (KS) | 1326 | Sterling | KS | Rice | 6 | OP | Petroleum Liquids | IC | Electric Utility | 1 | 1.4 | 1.2 | 1.2 | DFO | NG | N | [6 empty] | Y | Y | 1.2 | 1.2 | 1.2 | 1.2 | 1H | 1H | N
18086 | City of Sterling - (KS) | 1326 | Sterling | KS | Rice | 7 | OP | Petroleum Liquids | IC | Electric Utility | 1 | 1.4 | 1.2 | 1.2 | DFO | NG | N | [6 empty] | Y | Y | 1.2 | 1.2 | 1.2 | 1.2 | 1H | 1H | N
18137 | City of Stockton - (KS) | 1327 | Stockton | KS | ROOKS | 1 | OP | Natural Gas Internal Combustion Engine | IC | Electric Utility | 1 | 1.1 | 1 | 1 | NG | DFO | Y | NG | DFO |  |  |  |  | N
18137 | City of Stockton - (KS) | 1327 | Stockton | KS | ROOKS | 2 | OP | Natural Gas Internal Combustion Engine | IC | Electric Utility | 1 | 1.1 | 1 | 1 | NG | DFO | Y | NG | DFO |  |  |  |  | N | Y
18137 | City of Stockton - (KS) | 1327 | Stockton | KS | ROOKS | 3 | OP | Natural Gas Internal Combustion Engine | IC | Electric Utility | 1 | 2 | 1.7 | 1.7 | NG | DFO | Y | NG | DFO |  |  |  |  | N
18137 | City of Stockton - (KS) | 1327 | Stockton | KS | ROOKS | 4 | OP | Natural Gas Internal Combustion Engine | IC | Electric Utility | 1 | 0.5 | 0.5 | 0.5 | NG | DFO | Y | NG | DFO |  |  |  |  | N
18137 | City of Stockton - (KS) | 1327 | Stockton | KS | ROOKS | 5 | OP | Natural Gas Internal Combustion Engine | IC | Electric Utility | 1 | 1.3 | 1.2 | 1.2 | NG | DFO | Y | NG | DFO |  |  |  |  | N
20069 | City of Wamego - (KS) | 1328 | Wamego | KS | POTTAWATOMIE | 1 | OP | Natural Gas Internal Combustion Engine | IC | Electric Utility | 1 | 1.3 | 1.3 | 1.3 | NG | DFO | Y | NG | DFO |  |  |  |  | Y | Y | 1.2 | 1.25 | 1.3 | 1.25 | UNK | UNK | Y |  | Y
20069 | City of Wamego - (KS) | 1328 | Wamego | KS | POTTAWATOMIE | 3 | OP | Natural Gas Internal Combustion Engine | IC | Electric Utility | 1 | 1.3 | 1.3 | 1.3 | NG | DFO | Y | NG | DFO |  |  |  |  | Y | Y | 1.2 | 1.25 | 1.3 | 1.25 | UNK | UNK | Y |  | Y
20069 | City of Wamego - (KS) | 1328 | Wamego | KS | POTTAWATOMIE | 4 | OP | Natural Gas Internal Combustion Engine | IC | Electric Utility | 1 | 1.1 | 1.1 | 1.1 | NG | DFO | Y | NG | DFO |  |  |  |  | Y | Y | 1 | 1 | 1.1 | 1 | UNK | UNK | Y |  | Y
20069 | City of Wamego - (KS) | 1328 | Wamego | KS | POTTAWATOMIE | 5 | OP | Natural Gas Internal Combustion Engine | IC | Electric Utility | 1 | 2 | 1.8 | 2 | NG | DFO | Y | NG | DFO |  |  |  |  | Y | Y | 2 | 1.9 | 2 | 1.9 | UNK | UNK | Y |  | Y
20069 | City of Wamego - (KS) | 1328 | Wamego | KS | POTTAWATOMIE | 6 | OP | Natural Gas Internal Combustion Engine | IC | Electric Utility | 1 | 2.4 | 2.2 | 2.4 | NG | DFO | Y | NG | DFO |  |  |  |  | Y | Y | 2.3 | 2.2 | 2.4 | 2.2 | UNK | UNK | Y |  | Y
20069 | City of Wamego - (KS) | 1328 | Wamego | KS | POTTAWATOMIE | 7 | OP | Natural Gas Internal Combustion Engine | IC | Electric Utility | 1 | 1.3 | 1.3 | 1.3 | NG | DFO | Y | NG | DFO |  |  |  |  | Y | Y | 1.2 | 1.25 | 1.2 | 1.25 | UNK | UNK | Y |  | Y
20069 | City of Wamego - (KS) | 1328 | Wamego | KS | POTTAWATOMIE | 8 | OP | Natural Gas Internal Combustion Engine | IC | Electric Utility | 1 | 1.3 | 1.3 | 1.3 | NG | DFO | Y | NG | DFO |  |  |  |  | Y | Y | 1.2 | 1.25 | 1.2 | 1.25 | UNK | UNK | Y |  | Y
20069 | City of Wamego - (KS) | 1328 | Wamego | KS | POTTAWATOMIE | 9 | OP | Natural Gas Internal Combustion Engine | IC | Electric Utility | 1 | 1.3 | 1.3 | 1.3 | NG | DFO | Y | NG | DFO |  |  |  |  | Y | Y | 1.2 | 1.25 | 1.2 | 1.25 | UNK | UNK | Y |  | Y
10171 | Kentucky Utilities Co | 1355 | E W Brown | KY | Mercer | 10 | OP | Natural Gas Fired Combustion Turbine | GT | Electric Utility | 1 | 126 | 121 | 138 | NG | DFO | N | [6 empty] | Y | Y | 121 | 138 | 121 | 138 | 6H | 6H | N
10171 | Kentucky Utilities Co | 1355 | E W Brown | KY | Mercer | 11 | OP | Natural Gas Fired Combustion Turbine | GT | Electric Utility | 1 | 126 | 121 | 128 | NG | DFO | N | [6 empty] | Y | Y | 121 | 128 | 121 | 128 | 6H | 6H | N
10171 | Kentucky Utilities Co | 1355 | E W Brown | KY | Mercer | 5 | OP | Natural Gas Fired Combustion Turbine | GT | Electric Utility | 1 | 123 | 130 | 130 | NG |  | N | [6 empty] | Y | N | 130 | 130 | 130 | 130 | 72H | 72H | N
10171 | Kentucky Utilities Co | 1355 | E W Brown | KY | Mercer | 6 | OP | Natural Gas Fired Combustion Turbine | GT | Electric Utility | 1 | 176.8 | 146 | 171 | NG | DFO | N | [6 empty] | Y | N | 146 | 171 | 146 | 171 | 72H | 72H | N
10171 | Kentucky Utilities Co | 1355 | E W Brown | KY | Mercer | 7 | OP | Natural Gas Fired Combustion Turbine | GT | Electric Utility | 1 | 176.8 | 146 | 171 | NG | DFO | N | [6 empty] | Y | N | 146 | 171 | 146 | 171 | 72H | 72H | N
10171 | Kentucky Utilities Co | 1355 | E W Brown | KY | Mercer | 8 | OP | Natural Gas Fired Combustion Turbine | GT | Electric Utility | 1 | 126 | 121 | 128 | NG | DFO | N | [6 empty] | Y | Y | 121 | 128 | 121 | 128 | 6H | 6H | N
10171 | Kentucky Utilities Co | 1355 | E W Brown | KY | Mercer | 9 | OP | Natural Gas Fired Combustion Turbine | GT | Electric Utility | 1 | 126 | 121 | 138 | NG | DFO | N | [6 empty] | Y | Y | 121 | 138 | 121 | 138 | 6H | 6H | N
10171 | Kentucky Utilities Co | 1358 | Haefling | KY | Fayette | 1 | OP | Natural Gas Fired Combustion Turbine | GT | Electric Utility | 1 | 20.7 | 12 | 14 | NG | DFO | Y | DFO | NG |  |  |  |  | Y | Y | 12 | 14 | 12 | 14 | 6H | 6H | Y | Y | Y
10171 | Kentucky Utilities Co | 1358 | Haefling | KY | Fayette | 2 | OP | Natural Gas Fired Combustion Turbine | GT | Electric Utility | 1 | 20.7 | 12 | 14 | NG | DFO | Y | DFO | NG |  |  |  |  | Y | Y | 12 | 14 | 12 | 14 | 6H | 6H | Y | Y | Y
11249 | Louisville Gas & Electric Co | 1363 | Cane Run | KY | Jefferson | 11 | OP | Natural Gas Fired Combustion Turbine | GT | Electric Utility | 1 | 16.3 | 14 | 14 | NG | DFO | N | [6 empty] | Y | Y | 14 | 14 | 14 | 14 | 6H | 6H | N
14268 | City of Owensboro - (KY) | 1374 | Elmer Smith | KY | Daviess | 1 | OP | Conventional Steam Coal | ST | Electric Utility | 1 | 163.2 | 138 | 140.8 | BIT | TDF | Y | BIT | TDF | PC |  |  |  | N
14268 | City of Owensboro - (KY) | 1374 | Elmer Smith | KY | Daviess | 2 | OP | Conventional Steam Coal | ST | Electric Utility | 1 | 282.1 | 260.7 | 265.6 | BIT | PC | Y | BIT | PC |  |  |  |  | N
1692 | Big Rivers Electric Corp | 1381 | Kenneth C Coleman | KY | Hancock | 1 | OS | Conventional Steam Coal | ST | Electric Utility | 1 | 205 | 150 | 150 | BIT | NG | Y | BIT | NG
1692 | Big Rivers Electric Corp | 1381 | Kenneth C Coleman | KY | Hancock | 2 | OS | Conventional Steam Coal | ST | Electric Utility | 1 | 205 | 138 | 138 | BIT | NG | Y | BIT | NG
1692 | Big Rivers Electric Corp | 1381 | Kenneth C Coleman | KY | Hancock | 3 | OS | Conventional Steam Coal | ST | Electric Utility | 1 | 192 | 155 | 155 | BIT | NG | Y | BIT | NG
1692 | Big Rivers Electric Corp | 1382 | HMP&L Station Two Henderson | KY | Henderson | 1 | OP | Conventional Steam Coal | ST | Electric Utility | 1 | 200 | 153 | 153 | BIT | DFO | Y | BIT | PC | DFO |  |  |  | N | N
1692 | Big Rivers Electric Corp | 1382 | HMP&L Station Two Henderson | KY | Henderson | 2 | OP | Conventional Steam Coal | ST | Electric Utility | 1 | 205 | 159 | 159 | BIT | DFO | Y | BIT | PC | DFO |  |  |  | N | N
1692 | Big Rivers Electric Corp | 1383 | Robert A Reid | KY | Webster | 1 | OP | Petroleum Liquids | ST | Electric Utility | 1 | 96 | 65 | 65 | DFO | BIT | Y | BIT | NG | DFO |  |  |  | N | N
1692 | Big Rivers Electric Corp | 1383 | Robert A Reid | KY | Webster | GEN2 | SB | Natural Gas Fired Combustion Turbine | GT | Electric Utility | 1 | 98.8 | 58 | 65 | NG | DFO | N | [6 empty] | Y | Y | 65 | 65 | 65 | 65 | 6H | 1H | Y | Y |  | Y
11241 | Entergy Louisiana LLC | 1394 | Willow Glen | LA | Iberville | 4 | OP | Natural Gas Steam Turbine | ST | Electric Utility | 1 | 591.8 | 482 | 490 | NG | RFO | Y | RFO | DFO | NG |  |  |  | N
11241 | Entergy Louisiana LLC | 1394 | Willow Glen | LA | Iberville | 5 | OS | Natural Gas Steam Turbine | ST | Electric Utility | 1 | 591.8 | 485 | 485 | NG | RFO | Y | RFO | DFO | NG |  |  |  | N
11241 | Entergy Louisiana LLC | 1401 | Buras | LA | Plaquemines | 8 | OP | Natural Gas Fired Combustion Turbine | GT | Electric Utility | 1 | 20.7 | 12 | 12 | NG | DFO | Y | NG | DFO |  |  |  |  | Y | Y | 12 | 12 | 12 | 12 | 1H | 1H | N
11241 | Entergy Louisiana LLC | 1402 | Little Gypsy | LA | St Charles | 2 | OP | Natural Gas Steam Turbine | ST | Electric Utility | 1 | 420.7 | 410.7 | 414.3 | NG | DFO | Y | NG | DFO |  |  |  |  | Y | Y | 415 | 410 | 332 | 327 | 24H | 24H | Y | Y | Y
11241 | Entergy Louisiana LLC | 1403 | Nine Mile Point | LA | Jefferson | 5 | OP | Natural Gas Steam Turbine | ST | Electric Utility | 1 | 895.1 | 736.9 | 748.1 | NG | DFO | Y | NG | DFO |  |  |  |  | Y | Y | 740 | 731 | 500 | 280 | 24H | UNK | N
11241 | Entergy Louisiana LLC | 1403 | Nine Mile Point | LA | Jefferson | 6(4) | OP | Natural Gas Steam Turbine | ST | Electric Utility | 1 | 895.1 | 659.1 | 676.9 | NG | DFO | Y | NG | DFO |  |  |  |  | Y | Y | 730 | 715 | 500 | 280 | 24H | UNK | N
11241 | Entergy Louisiana LLC | 1403 | Nine Mile Point | LA | Jefferson | 6A | OP | Natural Gas Fired Combined Cycle | CT | Electric Utility | 1 | 194.7 | 158 | 178.8 | NG | DFO | N | [6 empty] | Y | Y | 561 | 620 | 520 | 580 | 1H | 6H | Y |  | Y
11241 | Entergy Louisiana LLC | 1403 | Nine Mile Point | LA | Jefferson | 6B | OP | Natural Gas Fired Combined Cycle | CT | Electric Utility | 1 | 194.7 | 157.6 | 178.1 | NG | DFO | [7 empty] | Y | [5 empty] | 1H
11241 | Entergy Louisiana LLC | 1404 | Sterlington | LA | Ouachita | 7A | OP | Natural Gas Fired Combined Cycle | CT | Electric Utility | 1 | 59.3 | 45.8 | 53.7 | NG | DFO | Y | DFO | NG |  |  |  |  | Y | Y | 47 | 135 | 48 | 135 | 1H | 1H | Y |  |  | Y
11241 | Entergy Louisiana LLC | 1404 | Sterlington | LA | Ouachita | 7B | OS | Natural Gas Fired Combined Cycle | CT | Electric Utility | 1 | 66 | 44 | 55 | NG | DFO | Y | DFO | NG |  |  |  |  | Y | Y | 47 | 135 | 48 | 135 | 1H | 1H | Y |  |  | Y
13478 | Entergy New Orleans Inc | 1409 | Michoud | LA | Orleans | 3 | OP | Natural Gas Steam Turbine | ST | Electric Utility | 1 | 582.2 | 543.8 | 539 | NG | RFO | Y | NG | RFO |  |  |  |  | N
17698 | Southwestern Electric Power Co | 1417 | Lieberman | LA | Caddo | 3 | OP | Natural Gas Steam Turbine | ST | Electric Utility | 1 | 114 | 109 | 109 | NG | RFO | Y | NG | DFO |  |  |  |  | Y | Y | 109 | 109 | 109 | 109 | 6H | 6H | Y | Y | Y
17698 | Southwestern Electric Power Co | 1417 | Lieberman | LA | Caddo | 4 | OP | Natural Gas Steam Turbine | ST | Electric Utility | 1 | 114 | 108 | 108 | NG | RFO | Y | NG | DFO |  |  |  |  | Y | Y | 108 | 108 | 108 | 108 | 6H | 6H | Y | Y | Y
13483 | City of New Roads - (LA) | 1453 | New Roads | LA | Pointe Coupee | 1 | OP | Natural Gas Internal Combustion Engine | IC | Electric Utility | 1 | 2.3 | 1.8 | 1.8 | NG | DFO | Y | NG | DFO |  |  |  |  | Y | Y | 1.8 | 1.8 | 1.8 | 1.8 | 1H | 1H | Y |  |  | Y
13483 | City of New Roads - (LA) | 1453 | New Roads | LA | Pointe Coupee | 2 | OP | Natural Gas Internal Combustion Engine | IC | Electric Utility | 1 | 0.6 | 0.6 | 0.6 | NG | DFO | Y | NG | DFO |  |  |  |  | Y | Y | 0.6 | 0.6 | 0.6 | 0.6 | 1H | 1H | Y |  |  | Y
13483 | City of New Roads - (LA) | 1453 | New Roads | LA | Pointe Coupee | 3 | OP | Natural Gas Internal Combustion Engine | IC | Electric Utility | 1 | 1.1 | 0.7 | 0.7 | NG | DFO | Y | NG | DFO |  |  |  |  | Y | Y | 0.7 | 0.7 | 0.7 | 0.7 | 1H | 1H | Y |  |  | Y
13483 | City of New Roads - (LA) | 1453 | New Roads | LA | Pointe Coupee | 4 | OP | Natural Gas Internal Combustion Engine | IC | Electric Utility | 1 | 1.7 | 1.2 | 1.2 | NG | DFO | Y | NG | DFO |  |  |  |  | Y | Y | 1.2 | 1.2 | 1.2 | 1.2 | 1H | 1H | Y |  |  | Y
13483 | City of New Roads - (LA) | 1453 | New Roads | LA | Pointe Coupee | 5 | OP | Natural Gas Internal Combustion Engine | IC | Electric Utility | 1 | 1.7 | 1.2 | 1.2 | NG | DFO | Y | NG | DFO |  |  |  |  | Y | Y | 1.2 | 1.2 | 1.2 | 1.2 | 1H | 1H | Y |  |  | Y
13483 | City of New Roads - (LA) | 1453 | New Roads | LA | Pointe Coupee | 6 | OP | Natural Gas Internal Combustion Engine | IC | Electric Utility | 1 | 2 | 1.5 | 1.5 | NG | DFO | Y | NG | DFO |  |  |  |  | Y | Y | 1.5 | 1.5 | 1.5 | 1.5 | 1H | 1H | Y |  |  | Y
58177 | Raven Power Holdings LLC | 1552 | CP Crane Power, LLC | MD | Baltimore | 1 | OP | Conventional Steam Coal | ST | IPP Non-CHP | 2 | 190.4 | 190 | 190 | SUB | BIT | Y | SUB | BIT | NG |  |  |  | N
58177 | Raven Power Holdings LLC | 1552 | CP Crane Power, LLC | MD | Baltimore | 2 | OP | Conventional Steam Coal | ST | IPP Non-CHP | 2 | 209.4 | 195 | 195 | SUB | BIT | Y | SUB | BIT | NG |  |  |  | N
58177 | Raven Power Holdings LLC | 1554 | Herbert A Wagner | MD | Anne Arundel | 1 | OP | Natural Gas Steam Turbine | ST | IPP Non-CHP | 2 | 132.8 | 126 | 126 | NG | RFO | N | [6 empty] | Y | Y | 126 | 126 | 126 | 126 | 72H | 72H | Y |  | Y
4161 | Constellation Power Source Gen | 1556 | Perryman | MD | Harford | GT5 | OP | Natural Gas Fired Combustion Turbine | GT | IPP Non-CHP | 2 | 192 | 147.6 | 147.6 | NG | DFO | N | [6 empty] | Y | N | 147.6 | 150 | 147.6 | 155 | 24H | 24H | N
4161 | Constellation Power Source Gen | 1556 | Perryman | MD | Harford | GT6 | OP | Natural Gas Fired Combustion Turbine | GT | IPP Non-CHP | 2 | 141 | 109.8 | 131 | NG | DFO | [7 empty] | Y | Y | 109 | 115 | 109 | 120 | 1H | 1H | Y |  | Y
12628 | NRG Chalk Point LLC | 1571 | Chalk Point LLC | MD | Prince Georges | 3 | OP | Natural Gas Steam Turbine | ST | IPP Non-CHP | 2 | 659 | 582 | 582 | NG | DFO | Y | RFO | NG |  |  |  |  | Y | Y | 612 | 612 | 612 | 612 | 6H | 6H | Y |  | Y
12628 | NRG Chalk Point LLC | 1571 | Chalk Point LLC | MD | Prince Georges | 4 | OP | Natural Gas Steam Turbine | ST | IPP Non-CHP | 2 | 659 | 582 | 582 | NG | DFO | Y | RFO | NG |  |  |  |  | Y | Y | 612 | 612 | 612 | 612 | 6H | 6H | Y |  | Y
12628 | NRG Chalk Point LLC | 1571 | Chalk Point LLC | MD | Prince Georges | GT3 | OP | Petroleum Liquids | GT | IPP Non-CHP | 2 | 103 | 73 | 92 | DFO | NG | N | [6 empty] | Y | Y | 86 | 86 | 86 | 86 | 1H | 1H | Y |  | Y
12628 | NRG Chalk Point LLC | 1571 | Chalk Point LLC | MD | Prince Georges | GT4 | OP | Petroleum Liquids | GT | IPP Non-CHP | 2 | 103 | 73 | 92 | DFO | NG | N | [6 empty] | Y | Y | 86 | 86 | 86 | 86 | 1H | 1H | Y |  | Y
12628 | NRG Chalk Point LLC | 1571 | Chalk Point LLC | MD | Prince Georges | GT5 | OP | Petroleum Liquids | GT | IPP Non-CHP | 2 | 125 | 81 | 107 | DFO | NG | N | [6 empty] | Y | Y | 109 | 109 | 109 | 109 | 1H | 1H | Y |  | Y
12628 | NRG Chalk Point LLC | 1571 | Chalk Point LLC | MD | Prince Georges | GT6 | OP | Petroleum Liquids | GT | IPP Non-CHP | 2 | 125 | 81 | 107 | DFO | NG | N | [6 empty] | Y | Y | 109 | 109 | 109 | 109 | 1H | 1H | Y |  | Y
12628 | NRG Chalk Point LLC | 1571 | Chalk Point LLC | MD | Prince Georges | SGT1 | OP | Petroleum Liquids | GT | IPP Non-CHP | 2 | 94 | 71 | 90 | DFO | NG | N | [6 empty] | Y | Y | 84 | 109 | 84 | 109 | 1H | 1H | Y |  | Y
12628 | NRG Chalk Point LLC | 1571 | Chalk Point LLC | MD | Prince Georges | ST1 | OP | Conventional Steam Coal | ST | IPP Non-CHP | 2 | 364 | 331 | 331 | BIT | NG | Y | DFO | NG |  |  |  |  | N
12628 | NRG Chalk Point LLC | 1571 | Chalk Point LLC | MD | Prince Georges | ST2 | OP | Conventional Steam Coal | ST | IPP Non-CHP | 2 | 364 | 336 | 337 | BIT | NG | Y | DFO | NG |  |  |  |  | N
12653 | GenOn Mid-Atlantic LLC | 1572 | Dickerson | MD | Montgomery | 2 | OP | Conventional Steam Coal | ST | IPP Non-CHP | 2 | 196 | 173 | 173 | BIT | DFO | Y | BIT | DFO
12653 | GenOn Mid-Atlantic LLC | 1572 | Dickerson | MD | Montgomery | 3 | OP | Conventional Steam Coal | ST | IPP Non-CHP | 2 | 196 | 173 | 173 | BIT | DFO | Y | BIT | DFO
12653 | GenOn Mid-Atlantic LLC | 1572 | Dickerson | MD | Montgomery | GT2 | OP | Natural Gas Fired Combustion Turbine | GT | IPP Non-CHP | 2 | 163 | 147 | 167 | NG | DFO | N | [6 empty] | Y | Y | 147 | 167 | 147 | 163 | 1H | 1H | N
12653 | GenOn Mid-Atlantic LLC | 1572 | Dickerson | MD | Montgomery | GT3 | OP | Natural Gas Fired Combustion Turbine | GT | IPP Non-CHP | 2 | 163 | 147 | 167 | NG | DFO | N | [6 empty] | Y | Y | 147 | 167 | 147 | 163 | 1H | 1H | N
12653 | GenOn Mid-Atlantic LLC | 1572 | Dickerson | MD | Montgomery | ST1 | OP | Conventional Steam Coal | ST | IPP Non-CHP | 2 | 196 | 173 | 173 | BIT | DFO | Y | BIT | DFO | [10 empty] | 1H
49965 | Constellation Mystic Power LLC | 1588 | Mystic Generating Station | MA | Middlesex | 7 | OP | Petroleum Liquids | ST | IPP Non-CHP | 2 | 617 | 570.8 | 559.8 | RFO | NG | Y | RFO | NG |  |  |  |  | Y | Y | 575.5 | 559.3 | 575.5 | 559.3 | 6H | 6H | Y | Y
59528 | Veolia - Kendall Green Energy | 1595 | Kendall Square Station | MA | Middlesex | GEN4 | OP | Natural Gas Fired Combined Cycle | CT | IPP CHP | 3 | 186.2 | 160.5 | 187.4 | NG | DFO | N | [6 empty] | Y | Y | 160.5 | 187.4 | 160.5 | 187.4 | 1H | 6H | N
21461 | NRG Canal LLC | 1599 | Canal | MA | Barnstable | 2 | OP | Petroleum Liquids | ST | IPP Non-CHP | 2 | 580 | 553 | 562 | RFO | NG | Y | RFO | NG |  |  |  |  | Y | N | 340 | 340 | 553 | 562 | 1H | 1H | Y |  |  | Y
58534 | Brayton Point Energy LLC | 1619 | Brayton Point | MA | Bristol | 1 | OP | Conventional Steam Coal | ST | IPP Non-CHP | 2 | 241 | 236.1 | 241.4 | BIT | NG | Y | BIT | NG |  |  |  |  | N
58534 | Brayton Point Energy LLC | 1619 | Brayton Point | MA | Bristol | 2 | OP | Conventional Steam Coal | ST | IPP Non-CHP | 2 | 241 | 238.6 | 242.5 | BIT | NG | Y | BIT | NG |  |  |  |  | N
58534 | Brayton Point Energy LLC | 1619 | Brayton Point | MA | Bristol | 3 | OP | Conventional Steam Coal | ST | IPP Non-CHP | 2 | 642.6 | 596.3 | 598.6 | BIT | NG | Y | BIT | NG |  |  |  |  | N
58534 | Brayton Point Energy LLC | 1619 | Brayton Point | MA | Bristol | 4 | OP | Petroleum Liquids | ST | IPP Non-CHP | 2 | 475.5 | 434 | 445.5 | RFO | NG | Y | RFO | NG |  |  |  |  | Y | Y | 435 | 445 | 435 | 445 | 1H | 1H | N
56401 | NAEA Energy Massachusetts LLC | 1642 | Essential Power Massachusetts LLC | MA | Hampden | 3 | OP | Natural Gas Steam Turbine | ST | IPP Non-CHP | 2 | 113.6 | 94.3 | 100.1 | NG | RFO | Y | NG | RFO |  |  |  |  | Y | Y | 95 | 101 | 95 | 101 | 6H | 6H | N
56401 | NAEA Energy Massachusetts LLC | 1642 | Essential Power Massachusetts LLC | MA | Hampden | GT-1 | OP | Natural Gas Fired Combustion Turbine | GT | IPP Non-CHP | 2 | 60 | 36.9 | 46.9 | NG | DFO | N | [6 empty] | Y | Y | 38 | 45 | 38 | 45 | 1H | 1H | N
56401 | NAEA Energy Massachusetts LLC | 1642 | Essential Power Massachusetts LLC | MA | Hampden | GT-2 | OP | Natural Gas Fired Combustion Turbine | GT | IPP Non-CHP | 2 | 60 | 37.4 | 47.4 | NG | DFO | N | [6 empty] | Y | Y | 38 | 45 | 38 | 45 | 1H | 1H | N
2144 | Town of Braintree - (MA) | 1660 | Potter Station 2 | MA | Norfolk | CC2 | OP | Natural Gas Fired Combined Cycle | CT | Electric Utility | 1 | 76 | 62.6 | 77.6 | NG | DFO | Y | NG | DFO |  |  |  |  | Y | Y | 62.6 | 77.6 | 62.6 | 77.6 | 6H | 6H | Y |  | Y
2144 | Town of Braintree - (MA) | 1660 | Potter Station 2 | MA | Norfolk | WAT1 | OP | Natural Gas Fired Combustion Turbine | GT | Electric Utility | 1 | 58 | 52.6 | 57.4 | NG | DFO | Y | NG | DFO |  |  |  |  | Y | Y | 58 | 58 | 58 | 58 | 1H | 1H | N
2144 | Town of Braintree - (MA) | 1660 | Potter Station 2 | MA | Norfolk | WAT2 | OP | Natural Gas Fired Combustion Turbine | GT | Electric Utility | 1 | 58 | 52.6 | 57.4 | NG | DFO | Y | NG | DFO |  |  |  |  | Y | Y | 58 | 58 | 58 | 58 | 1H | 1H | N
9442 | Town of Ipswich - (MA) | 1670 | High Street Station | MA | ESSEX | 1 | SB | Natural Gas Internal Combustion Engine | IC | Electric Utility | 1 | 1.2 | 1.2 | 1.3 | NG | DFO | N | [6 empty] | Y | Y | 1.2 | 1.2 | 1.2 | 1.2 | 1H | 1H | N
9442 | Town of Ipswich - (MA) | 1670 | High Street Station | MA | ESSEX | 10 | OP | Natural Gas Internal Combustion Engine | IC | Electric Utility | 1 | 1.2 | 1.2 | 1.3 | NG | DFO | N | [6 empty] | Y | Y | 1.2 | 1.2 | 1.2 | 1.2 | 1H | 1H | N
9442 | Town of Ipswich - (MA) | 1670 | High Street Station | MA | ESSEX | 11 | OP | Natural Gas Internal Combustion Engine | IC | Electric Utility | 1 | 1.2 | 1.2 | 1.1 | NG | DFO | N | [6 empty] | Y | Y | 1.2 | 1.2 | 1.2 | 1.2 | 1H | 1H | N
9442 | Town of Ipswich - (MA) | 1670 | High Street Station | MA | ESSEX | 12 | OP | Natural Gas Internal Combustion Engine | IC | Electric Utility | 1 | 1.2 | 1.2 | 1.3 | NG | DFO | N | [6 empty] | Y | Y | 1.2 | 1.2 | 1.2 | 1.2 | 1H | 1H | N
9442 | Town of Ipswich - (MA) | 1670 | High Street Station | MA | ESSEX | 2 | OP | Natural Gas Internal Combustion Engine | IC | Electric Utility | 1 | 1.3 | 1.3 | 1.3 | NG | DFO | N | [6 empty] | Y | Y | 1.3 | 1.3 | 1.3 | 1.3 | 1H | 1H | Y |  | Y
9442 | Town of Ipswich - (MA) | 1670 | High Street Station | MA | ESSEX | 6 | OP | Natural Gas Internal Combustion Engine | IC | Electric Utility | 1 | 1.1 | 1.2 | 1.2 | NG | DFO | N | [6 empty] | Y | Y | 1.2 | 1.2 | 1.2 | 1.2 | 1H | 1H | Y |  | Y
9442 | Town of Ipswich - (MA) | 1670 | High Street Station | MA | ESSEX | 9 | OP | Natural Gas Internal Combustion Engine | IC | Electric Utility | 1 | 1.3 | 1.3 | 1.3 | NG | DFO | N | [6 empty] | Y | Y | 1.3 | 1.3 | 1.3 | 1.3 | 1H | 1H | Y |  | Y
14605 | City of Peabody - (MA) | 1678 | Waters River | MA | Essex | 1 | OP | Natural Gas Fired Combustion Turbine | GT | Electric Utility | 1 | 21.3 | 16.1 | 22.1 | NG | DFO | N | [6 empty] | Y | Y | 16.05 | 22.1 | 16.05 | 22.1 | 1H | 1H | Y | Y | Y
14605 | City of Peabody - (MA) | 1678 | Waters River | MA | Essex | 2 | OA | Natural Gas Fired Combustion Turbine | GT | Electric Utility | 1 | 43.6 | 30.5 | 45.8 | NG | DFO | N | [6 empty] | Y | Y | 30.51 | 45.8 | 30.51 | 45.8 | 1H | 1H | Y | Y | Y
18488 | City of Taunton | 1682 | Cleary Flood | MA | Bristol | 9A | OP | Petroleum Liquids | CT | Electric Utility | 1 | 23 | 18 | 21.4 | DFO | NG | Y | DFO | NG |  |  |  |  | Y | N | 18 | 21.4 | 18 | 21.4 | 1H | 1H | N
18488 | City of Taunton | 1682 | Cleary Flood | MA | Bristol | CA9 | OP | Petroleum Liquids | CA | Electric Utility | 1 | 95 | 87 | 85 | DFO | NG | Y | DFO | NG |  |  |  |  | Y | Y | 85 | 87 | 85 | 87 | 1H | 1H | N
4254 | Consumers Energy Co | 1702 | Dan E Karn | MI | Bay | 3 | OP | Natural Gas Steam Turbine | ST | Electric Utility | 1 | 692.5 | 600 | 606 | NG | RFO | Y | NG | RFO |  |  |  |  | Y | Y | 600 | 606 | 638 |  | 6H | 6H | Y | Y
4254 | Consumers Energy Co | 1702 | Dan E Karn | MI | Bay | 4 | OP | Natural Gas Steam Turbine | ST | Electric Utility | 1 | 709.8 | 551 | 557 | NG | RFO | Y | NG | RFO |  |  |  |  | Y | Y | 551 | 557 | 638 |  | 6H | 6H | Y | Y
5109 | DTE Electric Company | 1733 | Monroe (MI) | MI | Monroe | 1 | OP | Conventional Steam Coal | ST | Electric Utility | 1 | 817.2 | 758 | 758 | SUB | BIT | Y | SUB | BIT
5109 | DTE Electric Company | 1733 | Monroe (MI) | MI | Monroe | 2 | OP | Conventional Steam Coal | ST | Electric Utility | 1 | 822.6 | 773 | 783 | SUB | BIT | Y | SUB | BIT
5109 | DTE Electric Company | 1733 | Monroe (MI) | MI | Monroe | 3 | OP | Conventional Steam Coal | ST | Electric Utility | 1 | 822.6 | 773 | 783 | SUB | BIT | Y | SUB | BIT
5109 | DTE Electric Company | 1733 | Monroe (MI) | MI | Monroe | 4 | OP | Conventional Steam Coal | ST | Electric Utility | 1 | 817.2 | 762 | 782 | SUB | BIT | Y | SUB | BIT
5109 | DTE Electric Company | 1734 | Northeast (MI) | MI | Macomb | 5 | OP | Petroleum Liquids | GT | Electric Utility | 1 | 23.4 | 18 | 24 | DFO | NG | N | [6 empty] | Y | N | 17 | 24 | 17 | 24 | UNK | UNK | N
5109 | DTE Electric Company | 1740 | River Rouge | MI | Wayne | 2 | OP | Conventional Steam Coal | ST | Electric Utility | 1 | 292.5 | 251 | 260 | SUB | BIT | Y | SUB | BIT | NG | OG
5109 | DTE Electric Company | 1740 | River Rouge | MI | Wayne | 3 | OP | Conventional Steam Coal | ST | Electric Utility | 1 | 358.1 | 272 | 280 | SUB | BIT | Y | SUB | BIT | NG | OG
5109 | DTE Electric Company | 1743 | St Clair | MI | St Clair | 2 | OP | Conventional Steam Coal | ST | Electric Utility | 1 | 156.2 | 154 | 162 | SUB | BIT | Y | SUB | BIT | WO
5109 | DTE Electric Company | 1743 | St Clair | MI | St Clair | 3 | OP | Conventional Steam Coal | ST | Electric Utility | 1 | 156.2 | 160 | 168 | SUB | BIT | Y | SUB | BIT |  | WO
5109 | DTE Electric Company | 1743 | St Clair | MI | St Clair | 4 | OP | Conventional Steam Coal | ST | Electric Utility | 1 | 168.7 | 151 | 158 | SUB | BIT | Y | SUB | BIT | WO
5109 | DTE Electric Company | 1743 | St Clair | MI | St Clair | 6 | OP | Conventional Steam Coal | ST | Electric Utility | 1 | 352.7 | 311 | 320 | SUB | BIT | Y | SUB | BIT | NG
5109 | DTE Electric Company | 1743 | St Clair | MI | St Clair | 7 | OP | Conventional Steam Coal | ST | Electric Utility | 1 | 544.5 | 440 | 450 | SUB | BIT | Y | SUB | BIT | DFO
5109 | DTE Electric Company | 1745 | Trenton Channel | MI | Wayne | 7 | OP | Conventional Steam Coal | ST | Electric Utility | 1 | 120 | 110 | 110 | SUB | BIT | Y | SUB | BIT
5109 | DTE Electric Company | 1745 | Trenton Channel | MI | Wayne | 9 | OP | Conventional Steam Coal | ST | Electric Utility | 1 | 535.5 | 520 | 520 | SUB | BIT | Y | SUB | BIT
56133 | L'Anse Warden Electric Company LLC | 1772 | John H Warden | MI | Baraga | 1 | OP | Wood/Wood Waste Biomass | ST | IPP Non-CHP | 2 | 18.7 | 17.7 | 17.7 | WDS | TDF | Y | WDS | TDF | NG |  |  |  | N
3813 | Village of Clinton - (MI) | 1818 | Clinton | MI | LENAWEE | 6 | OP | Natural Gas Internal Combustion Engine | IC | Electric Utility | 1 | 2 | 2 | 2 | NG | DFO | Y | DFO | NG |  |  |  |  | Y | Y | 0.64 | 2 | 0.64 | 2 | UNK | UNK | Y |  |  | Y
8205 | City of Hart Hydro - (MI) | 1827 | Hart | MI | OCEANA | 4 | OP | Natural Gas Internal Combustion Engine | IC | Electric Utility | 1 | 1.4 | 1.4 | 1.4 | NG | DFO | N | [6 empty] | Y | Y | 1.1 | 1.1 | 1.1 | 1.1 | 1H | 1H | N
8205 | City of Hart Hydro - (MI) | 1827 | Hart | MI | OCEANA | IC1 | OP | Petroleum Liquids | IC | Electric Utility | 1 | 1.7 | 1.7 | 1.7 | DFO | NG | N | [6 empty] | Y | Y | 1.3 | 1.3 | 1.3 | 1.3 | 1H | 1H | N
8205 | City of Hart Hydro - (MI) | 1827 | Hart | MI | OCEANA | IC3 | OP | Petroleum Liquids | IC | Electric Utility | 1 | 2 | 2 | 2 | DFO | NG | N | [6 empty] | Y | Y | 2 | 2 | 2 | 2 | 1H | 1H | N
8631 | Hillsdale Board of Public Wks | 1829 | Hillsdale | MI | Hillsdale | 3 | OP | Natural Gas Internal Combustion Engine | IC | Electric Utility | 1 | 3.5 | 2.4 | 2.4 | NG | DFO | N | [6 empty] | Y | Y | 2.4 | 2.4 | 2.4 | 2.4 | 1H | 1H | Y | Y
8631 | Hillsdale Board of Public Wks | 1829 | Hillsdale | MI | Hillsdale | 4 | OP | Natural Gas Internal Combustion Engine | IC | Electric Utility | 1 | 4.1 | 3.7 | 3.7 | NG | DFO | N | [6 empty] | Y | Y | 3.7 | 3.7 | 3.7 | 3.7 | 1H | 1H | Y | Y
8631 | Hillsdale Board of Public Wks | 1829 | Hillsdale | MI | Hillsdale | 5 | OP | Natural Gas Internal Combustion Engine | IC | Electric Utility | 1 | 5.6 | 5.6 | 5.6 | NG | DFO | N | [6 empty] | Y | Y | 5.6 | 5.6 | 5.6 | 5.6 | 1H | 1H | Y | Y
8631 | Hillsdale Board of Public Wks | 1829 | Hillsdale | MI | Hillsdale | 6 | OP | Natural Gas Internal Combustion Engine | IC | Electric Utility | 1 | 6 | 6 | 6 | NG | DFO | N | [6 empty] | Y | Y | 6 | 6 | 6 | 6 | 1H | 1H | Y | Y
11701 | City of Marquette - (MI) | 1843 | Shiras | MI | Marquette | 2 | OP | Conventional Steam Coal | ST | Electric Utility | 1 | 21 | 19.5 | 19.5 | BIT |  | Y | BIT | WDS |  |  |  |  | N
11713 | City of Marshall - (MI) | 1844 | Marshall (MI) | MI | Calhoun | IC2 | OP | Natural Gas Internal Combustion Engine | IC | Electric Utility | 1 | 1.1 | 0.9 | 0.9 | NG | DFO | N | [6 empty] | Y | Y | 0.9 | 0.9 | 0.9 | 0.9 | 1H | 1H | N
11713 | City of Marshall - (MI) | 1844 | Marshall (MI) | MI | Calhoun | IC3 | OP | Natural Gas Internal Combustion Engine | IC | Electric Utility | 1 | 2.1 | 1.9 | 1.9 | NG | DFO | N | [6 empty] | Y | Y | 1.8 | 1.8 | 1.8 | 1.8 | 1H | 1H | N
11713 | City of Marshall - (MI) | 1844 | Marshall (MI) | MI | Calhoun | IC5 | OP | Natural Gas Internal Combustion Engine | IC | Electric Utility | 1 | 1.7 | 1.4 | 1.4 | NG | DFO | N | [6 empty] | Y | Y | 1.4 | 1.4 | 1.4 | 1.4 | 1H | 1H | N
11713 | City of Marshall - (MI) | 1844 | Marshall (MI) | MI | Calhoun | IC6 | OP | Natural Gas Internal Combustion Engine | IC | Electric Utility | 1 | 5.7 | 5.6 | 5.6 | NG | DFO | N | [6 empty] | Y | Y | 5.7 | 5.7 | 5.7 | 5.7 | 1H | 1H | N
15246 | City of Portland - (MI) | 1851 | Frank Jenkins | MI | IONIA | 5 | SB | Petroleum Liquids | IC | Electric Utility | 1 | 2 | 1.7 | 1.7 | DFO | NG | Y | DFO | NG |  |  |  |  | Y | Y | 1.7 | 1.7 | 2 | 2 | 1H | 1H | Y | Y
15246 | City of Portland - (MI) | 1851 | Frank Jenkins | MI | IONIA | 6 | SB | Petroleum Liquids | IC | Electric Utility | 1 | 1 | 1 | 1 | DFO | NG | Y | DFO | NG |  |  |  |  | Y | Y | 0.9 | 0.9 | 1 | 0.9 | 1H | 1H | Y | Y
17886 | City of St Louis - (MI) | 1852 | St Louis | MI | Gratiot | 1 | SB | Petroleum Liquids | IC | Electric Utility | 1 | 1.3 | 1.3 | 1.3 | DFO | NG | [7 empty] | Y | [5 empty] | 1H
17886 | City of St Louis - (MI) | 1852 | St Louis | MI | Gratiot | 7 | SB | Petroleum Liquids | IC | Electric Utility | 1 | 1.1 | 1.1 | 1.1 | DFO | NG | [7 empty] | Y | [5 empty] | 1H
18252 | City of Sturgis | 1855 | Sturgis City Diesel Plant | MI | St Joseph | 6 | OP | Natural Gas Internal Combustion Engine | IC | Electric Utility | 1 | 6 | 6 | 6 | NG | DFO | Y | NG | DFO |  |  |  |  | Y | Y | 6 | 6 | 6 | 6 | 1H | 1H | Y | Y
21048 | Wyandotte Municipal Serv Comm | 1866 | Wyandotte | MI | Wayne | 4 | OP | Conventional Steam Coal | ST | Electric Utility | 1 | 11.5 | 10.5 | 11.5 | BIT | TDF | Y | NG | BIT | TDF |  |  |  | N
21048 | Wyandotte Municipal Serv Comm | 1866 | Wyandotte | MI | Wayne | 5 | OA | Natural Gas Steam Turbine | ST | Electric Utility | 1 | 22 | 22 | 24 | NG | BIT | Y | NG | TDF | BIT |  |  |  | N
21048 | Wyandotte Municipal Serv Comm | 1866 | Wyandotte | MI | Wayne | 6 | OA | Natural Gas Steam Turbine | ST | Electric Utility | 1 | 7.5 | 7.5 | 7.5 | NG | BIT | Y | NG | TDF | BIT |  |  |  | N
21048 | Wyandotte Municipal Serv Comm | 1866 | Wyandotte | MI | Wayne | 7 | OP | Natural Gas Steam Turbine | ST | Electric Utility | 1 | 32 | 32 | 35 | NG | BIT | Y | BIT | NG | TDF |  |  |  | N
21158 | City of Zeeland - (MI) | 1867 | Zeeland | MI | Ottawa | 1 | OP | Natural Gas Internal Combustion Engine | IC | Electric Utility | 1 | 1.4 | 1.5 | 1.5 | NG | DFO | N | [6 empty] | Y | Y | 1.4 | 1.4 | 1.4 | 1.4 | 1H | 1H | N
21158 | City of Zeeland - (MI) | 1867 | Zeeland | MI | Ottawa | 10 | OP | Natural Gas Internal Combustion Engine | IC | Electric Utility | 1 | 5.6 | 6 | 6.2 | NG | DFO | N | [6 empty] | Y | Y | 5.6 | 5.6 | 5.6 | 5.6 | 1H | 1H | N
21158 | City of Zeeland - (MI) | 1867 | Zeeland | MI | Ottawa | 11 | OP | Natural Gas Internal Combustion Engine | IC | Electric Utility | 1 | 6 | 6.4 | 6.6 | NG | DFO | N | [6 empty] | Y | Y | 6 | 6 | 6 | 6 | 1H | 1H | N
21158 | City of Zeeland - (MI) | 1867 | Zeeland | MI | Ottawa | 2 | OP | Natural Gas Internal Combustion Engine | IC | Electric Utility | 1 | 1.1 | 1.2 | 1.2 | NG | DFO | N | [6 empty] | Y | Y | 1.1 | 1.1 | 1.1 | 1.1 | 1H | 1H | N
21158 | City of Zeeland - (MI) | 1867 | Zeeland | MI | Ottawa | 7 | OP | Natural Gas Internal Combustion Engine | IC | Electric Utility | 1 | 2 | 2 | 2 | NG | DFO | N | [6 empty] | Y | Y | 2 | 2 | 2 | 2 | 1H | 1H | N
21158 | City of Zeeland - (MI) | 1867 | Zeeland | MI | Ottawa | 8 | OP | Natural Gas Internal Combustion Engine | IC | Electric Utility | 1 | 1.7 | 1.5 | 1.5 | NG | DFO | N | [6 empty] | Y | Y | 1.7 | 1.7 | 1.7 | 1.7 | 1H | 1H | N
21158 | City of Zeeland - (MI) | 1867 | Zeeland | MI | Ottawa | 9 | OP | Natural Gas Internal Combustion Engine | IC | Electric Utility | 1 | 4.5 | 5 | 5 | NG | DFO | N | [6 empty] | Y | Y | 4.5 | 4.5 | 4.5 | 4.5 | 1H | 1H | N
20910 | Wolverine Power Supply Coop | 1881 | Vestaburg | MI | Montcalm | 8 | OP | Natural Gas Fired Combustion Turbine | GT | Electric Utility | 1 | 23.7 | 18.5 | 25.5 | NG | DFO | Y | NG | DFO |  |  |  |  | Y | Y | 18.5 | 25.5 | 18.5 | 25.5 | 1H | 1H | N
12647 | ALLETE, Inc. | 1897 | M L Hibbard | MN | St Louis | 3 | OP | Wood/Wood Waste Biomass | ST | Commercial CHP | 5 | 35.3 | 25.6 | 25.6 | WDS | SUB | Y | WDS | SUB | NG |  |  |  | N
12647 | ALLETE, Inc. | 1897 | M L Hibbard | MN | St Louis | 4 | OP | Wood/Wood Waste Biomass | ST | Commercial CHP | 5 | 37.5 | 32.4 | 32.4 | WDS | SUB | Y | WDS | SUB |  |  |  |  | N
13781 | Northern States Power Co - Minnesota | 1910 | Granite City | MN | Benton | 1 | OP | Natural Gas Fired Combustion Turbine | GT | Electric Utility | 1 | 18 | 13 | 16 | NG | DFO | N | NG | DFO |  |  |  |  | Y | Y | 13 | 16 | 13 | 16 | 1H | 1H | N
13781 | Northern States Power Co - Minnesota | 1910 | Granite City | MN | Benton | 2 | OP | Natural Gas Fired Combustion Turbine | GT | Electric Utility | 1 | 18 | 13 | 16 | NG | DFO | N | NG | DFO |  |  |  |  | Y | Y | 13 | 16 | 13 | 16 | 1H | 1H | N
13781 | Northern States Power Co - Minnesota | 1910 | Granite City | MN | Benton | 3 | OP | Natural Gas Fired Combustion Turbine | GT | Electric Utility | 1 | 18 | 13 | 16 | NG | DFO | N | NG | DFO |  |  |  |  | Y | Y | 13 | 16 | 13 | 16 | 1H | 1H | N
13781 | Northern States Power Co - Minnesota | 1910 | Granite City | MN | Benton | 4 | OP | Natural Gas Fired Combustion Turbine | GT | Electric Utility | 1 | 18 | 13 | 16 | NG | DFO | N | NG | DFO |  |  |  |  | Y | Y | 13 | 16 | 13 | 16 | 1H | 1H | N
13781 | Northern States Power Co - Minnesota | 1913 | Inver Hills | MN | Dakota | 1 | OP | Natural Gas Fired Combustion Turbine | GT | Electric Utility | 1 | 46.8 | 47 | 62 | NG | DFO | Y | NG | DFO |  |  |  |  | Y | Y | 47 | 62 | 47 | 62 | 1H | 1H | N
13781 | Northern States Power Co - Minnesota | 1913 | Inver Hills | MN | Dakota | 2 | OP | Natural Gas Fired Combustion Turbine | GT | Electric Utility | 1 | 46.8 | 47 | 62 | NG | DFO | Y | NG | DFO |  |  |  |  | Y | Y | 47 | 62 | 47 | 62 | 1H | 1H | N
13781 | Northern States Power Co - Minnesota | 1913 | Inver Hills | MN | Dakota | 3 | OP | Natural Gas Fired Combustion Turbine | GT | Electric Utility | 1 | 46.8 | 47 | 62 | NG | DFO | Y | NG | DFO |  |  |  |  | Y | Y | 47 | 62 | 47 | 62 | 1H | 1H | N
13781 | Northern States Power Co - Minnesota | 1913 | Inver Hills | MN | Dakota | 4 | OP | Natural Gas Fired Combustion Turbine | GT | Electric Utility | 1 | 46.8 | 47 | 62 | NG | DFO | Y | NG | DFO |  |  |  |  | Y | Y | 47 | 62 | 47 | 62 | 1H | 1H | N
13781 | Northern States Power Co - Minnesota | 1913 | Inver Hills | MN | Dakota | 5 | OP | Natural Gas Fired Combustion Turbine | GT | Electric Utility | 1 | 46.8 | 47 | 61 | NG | DFO | Y | NG | DFO |  |  |  |  | Y | Y | 47 | 62 | 47 | 62 | 1H | 1H | N
13781 | Northern States Power Co - Minnesota | 1913 | Inver Hills | MN | Dakota | 6 | OP | Natural Gas Fired Combustion Turbine | GT | Electric Utility | 1 | 46.8 | 47 | 62 | NG | DFO | Y | NG | DFO |  |  |  |  | Y | Y | 47 | 62 | 47 | 62 | 1H | 1H | N
13781 | Northern States Power Co - Minnesota | 1926 | Red Wing | MN | Goodhue | 1 | OP | Municipal Solid Waste | ST | Electric Utility | 1 | 11.5 | 9 | 9 | MSW | NG | Y | MSW | NG | WDS |  |  |  | N
13781 | Northern States Power Co - Minnesota | 1926 | Red Wing | MN | Goodhue | 2 | OP | Municipal Solid Waste | ST | Electric Utility | 1 | 11.5 | 9 | 9 | MSW | NG | Y | MSW | NG | WDS |  |  |  | N
13781 | Northern States Power Co - Minnesota | 1934 | Wilmarth | MN | Blue Earth | 1 | OP | Municipal Solid Waste | ST | Electric Utility | 1 | 12.5 | 9 | 9 | MSW | NG | Y | MSW | NG | WDS |  |  |  | N
13781 | Northern States Power Co - Minnesota | 1934 | Wilmarth | MN | Blue Earth | 2 | OP | Municipal Solid Waste | ST | Electric Utility | 1 | 12.5 | 9 | 9 | MSW | NG | Y | MSW | NG | WDS |  |  |  | N
295 | City of Alexandria - (MN) | 1958 | Alexandria | MN | Douglas | IC2 | SB | Petroleum Liquids | IC | Electric Utility | 1 | 4 | 3.6 | 3.6 | DFO | NG | N | [6 empty] | Y | Y | 3.5 | 3.5 | 3.6 | 3.6 | 1H | 1H | N
295 | City of Alexandria - (MN) | 1958 | Alexandria | MN | Douglas | IC3 | SB | Petroleum Liquids | IC | Electric Utility | 1 | 4 | 3.6 | 3.6 | DFO | NG | N | [6 empty] | Y | Y | 3.5 | 3.5 | 3.6 | 3.6 | 1H | 1H | N
5015 | Delano Municipal Utilities | 1969 | Delano | MN | WRIGHT | 2 | OP | Natural Gas Internal Combustion Engine | IC | Electric Utility | 1 | 1.1 | 1.1 | 1.1 | NG | DFO | N | [6 empty] | Y | N | 0.9 | 0.9 | 1.1 | 1.1 | 1H | 1H | N
5015 | Delano Municipal Utilities | 1969 | Delano | MN | WRIGHT | 3 | OP | Natural Gas Internal Combustion Engine | IC | Electric Utility | 1 | 1.3 | 1.3 | 1.3 | NG | DFO | N | [6 empty] | Y | N | 0.9 | 0.9 | 1.1 | 1.1 | 1H | 1H | N
5773 | City of Elk River | 1971 | Elk River City of | MN | SHERBURNE | 3 | SB | Petroleum Liquids | IC | Electric Utility | 1 | 3 | 3 | 3 | DFO | NG | N | [6 empty] | Y | Y | 2.5 | 2.5 | 3 | 3 | 1H | 1H | Y |  |  | Y
5773 | City of Elk River | 1971 | Elk River City of | MN | SHERBURNE | 4 | SB | Petroleum Liquids | IC | Electric Utility | 1 | 5 | 5 | 5 | DFO | NG | N | [6 empty] | Y | Y | 4.3 | 4.3 | 5 | 5 | 1H | 1H | Y |  |  | Y
40580 | Southern Minnesota Mun P Agny | 1973 | Fairmont (MN) | MN | Martin | 6 | OP | Petroleum Liquids | IC | Electric Utility | 1 | 6.5 | 6 | 6 | DFO | NG | Y | DFO | NG |  |  |  |  | N | Y | 6.14 |  | 6.3
40580 | Southern Minnesota Mun P Agny | 1973 | Fairmont (MN) | MN | Martin | 7 | OP | Petroleum Liquids | IC | Electric Utility | 1 | 6.5 | 6 | 6 | DFO | NG | Y | DFO | NG |  |  |  |  | N | Y | 6.5 |  | 6.5
7292 | Glencoe Light & Power Comm | 1975 | Glencoe | MN | McLeod | 5 | OP | Petroleum Liquids | IC | Electric Utility | 1 | 1.3 | 1 | 1 | DFO | NG | Y | DFO | NG |  |  |  |  | Y | Y | 1 | 1 | 1 | 1 | 1H | 1H | Y | Y
7292 | Glencoe Light & Power Comm | 1975 | Glencoe | MN | McLeod | 7 | OP | Petroleum Liquids | IC | Electric Utility | 1 | 4.1 | 3.2 | 3.2 | DFO | NG | Y | DFO | NG |  |  |  |  | Y | Y | 3.5 | 3.5 | 3.5 | 3.5 | 1H | 1H | Y | Y
7292 | Glencoe Light & Power Comm | 1975 | Glencoe | MN | McLeod | 8 | OP | Petroleum Liquids | IC | Electric Utility | 1 | 5.6 | 4.4 | 4.4 | DFO | NG | Y | DFO | NG |  |  |  |  | Y | Y | 5.4 | 5.4 | 5.4 | 5.4 | 1H | 1H | Y | Y
7292 | Glencoe Light & Power Comm | 1975 | Glencoe | MN | McLeod | 9 | OP | Petroleum Liquids | IC | Electric Utility | 1 | 7.1 | 5.7 | 5.7 | DFO | NG | Y | DFO | NG |  |  |  |  | Y | Y | 6.1 | 6.1 | 6.1 | 6.1 | 1H | 1H | Y | Y
9130 | Hutchinson Utilities Comm | 1980 | Hutchinson Plant #1 | MN | McLeod | 3 | OP | Natural Gas Internal Combustion Engine | IC | Electric Utility | 1 | 4.5 | 3.9 | 3.9 | NG | DFO | N | [6 empty] | Y | Y | 3.9 | 4.5 | 3.9 | 4.5 | 1H | 1H | N
9130 | Hutchinson Utilities Comm | 1980 | Hutchinson Plant #1 | MN | McLeod | 4 | OP | Natural Gas Internal Combustion Engine | IC | Electric Utility | 1 | 4 | 3.9 | 3.9 | NG | DFO | N | [6 empty] | Y | Y | 3.9 | 4.5 | 3.9 | 4.5 | 1H | 1H | N
9650 | City of Janesville - (MN) | 1982 | Janesville | MN | Waseca | 1 | OP | Petroleum Liquids | IC | Electric Utility | 1 | 1.1 | 0.9 | 1 | DFO | NG | Y | DFO | NG |  |  |  |  | Y | Y | 1.3 | 1.3 | 1.3 | 1.3 | 1H | 1H | Y |  |  | Y
9650 | City of Janesville - (MN) | 1982 | Janesville | MN | Waseca | 2 | OP | Petroleum Liquids | IC | Electric Utility | 1 | 1.3 | 1.1 | 1.2 | DFO | NG | Y | DFO | NG |  |  |  |  | Y | Y | 1.1 | 1.1 | 1.1 | 1.1 | 1H | 1H | Y |  |  | Y
9650 | City of Janesville - (MN) | 1982 | Janesville | MN | Waseca | 3 | OP | Petroleum Liquids | IC | Electric Utility | 1 | 0.7 | 0.5 | 0.6 | DFO | NG | Y | DFO | NG |  |  |  |  | Y | Y | 0.5 | 0.5 | 0.5 | 0.5 | 1H | 1H | Y |  |  | Y
10596 | City of Lake Crystal - (MN) | 1985 | Lake Crystal | MN | Blue Earth | 1 | OP | Petroleum Liquids | IC | Electric Utility | 1 | 0.6 | 0.6 | 0.6 | DFO |  | N | DFO | NG |  |  |  |  | Y |  | 0.6 | 0.5 | 0.6 | 0.55 | 1H | 1H | N
10596 | City of Lake Crystal - (MN) | 1985 | Lake Crystal | MN | Blue Earth | 3 | OP | Petroleum Liquids | IC | Electric Utility | 1 | 2 | 2 | 2 | DFO | NG | Y | DFO | NG |  |  |  |  | Y | Y | 1.9 | 1.9 | 2 | 2 | 1H | 1H | N
11064 | Litchfield Public Utilities | 1989 | Litchfield | MN | Meeker | 5 | SB | Petroleum Liquids | IC | Electric Utility | 1 | 2.1 | 2.1 | 2.1 | DFO | NG | Y | NG | [5 empty] | N | Y |  |  |  |  | 1H
11064 | Litchfield Public Utilities | 1989 | Litchfield | MN | Meeker | 6 | SB | Petroleum Liquids | IC | Electric Utility | 1 | 2.1 | 2.1 | 2.1 | DFO | NG | Y | NG | [5 empty] | N | [5 empty] | 1H
12900 | City of Mora - (MN) | 1997 | Mora | MN | Kanabec | 2 | OP | Natural Gas Internal Combustion Engine | IC | Electric Utility | 1 | 1.1 | 1.2 | 1.2 | NG | DFO | N | [6 empty] | Y | N | 1.2 | 1.2 | 1.2 | 1.2 | 1H | 1H | N
12900 | City of Mora - (MN) | 1997 | Mora | MN | Kanabec | 5 | OP | Natural Gas Internal Combustion Engine | IC | Electric Utility | 1 | 5.7 | 5.7 | 5.7 | NG | DFO | N | [6 empty] | Y | N | 5.7 | 5.7 | 5.7 | 5.7 | 1H | 1H | N
12900 | City of Mora - (MN) | 1997 | Mora | MN | Kanabec | 6 | OP | Petroleum Liquids | IC | Electric Utility | 1 | 7 | 6.3 | 6.3 | DFO | NG | N | [6 empty] | Y | N | 6.3 | 6.3 | 6.3 | 6.3 | 1H | 1H | N
13048 | City of Mountain Lake - (MN) | 1998 | Mountain Lake | MN | Cottonwood | 2 | OP | Petroleum Liquids | IC | Electric Utility | 1 | 1.1 | 0.9 | 1.1 | DFO | NG | Y | DFO | NG |  |  |  |  | Y | Y | 0.9 | 0.9 | 0.9 | 0.9 | 1H | 1H | Y | Y
13048 | City of Mountain Lake - (MN) | 1998 | Mountain Lake | MN | Cottonwood | 4 | OP | Petroleum Liquids | IC | Electric Utility | 1 | 2 | 1.8 | 1.9 | DFO | NG | Y | DFO | NG |  |  |  |  | N | N
13048 | City of Mountain Lake - (MN) | 1998 | Mountain Lake | MN | Cottonwood | 5 | OP | Petroleum Liquids | IC | Electric Utility | 1 | 1.3 | 1.2 | 1.3 | DFO | NG | Y | DFO | NG |  |  |  |  | Y | Y | 1.2 | 1.2 | 1.2 | 1.2 | 6H | 1H | Y | Y
13480 | New Prague Utilities Comm | 1999 | New Prague | MN | Le Sueur | 2 | OP | Natural Gas Internal Combustion Engine | IC | Electric Utility | 1 | 4.4 | 4.4 | 4.4 | NG | DFO | Y | NG | DFO |  |  |  |  | N | N
13480 | New Prague Utilities Comm | 1999 | New Prague | MN | Le Sueur | 3 | OP | Natural Gas Internal Combustion Engine | IC | Electric Utility | 1 | 2.4 | 2.4 | 2.4 | NG | DFO | Y | NG | DFO |  |  |  |  | N | N |  |  |  |  | 1H
13480 | New Prague Utilities Comm | 1999 | New Prague | MN | Le Sueur | 4 | OP | Natural Gas Internal Combustion Engine | IC | Electric Utility | 1 | 3.5 | 3.5 | 3.5 | NG | DFO | Y | NG | DFO |  |  |  |  | N | N |  |  |  |  | 1H
13480 | New Prague Utilities Comm | 1999 | New Prague | MN | Le Sueur | 6 | OP | Natural Gas Internal Combustion Engine | IC | Electric Utility | 1 | 6 | 5.9 | 5.9 | NG | DFO | Y | NG | DFO |  |  |  |  | N | N |  |  |  |  | 1H
15348 | Preston Public Utilities Comm | 2004 | Preston (MN) | MN | Fillmore | 6 | OP | Natural Gas Internal Combustion Engine | IC | Electric Utility | 1 | 2 | 2.2 | 2.2 | NG | DFO | [7 empty] | Y | Y | 2.2 | 2.2 | 2.2 | 2.2 | 1H | 1H | N
15793 | Redwood Falls Public Util Comm | 2009 | Redwood Falls | MN | Redwood | 7 | OP | Petroleum Liquids | IC | Electric Utility | 1 | 5.8 | 6 | 6 | DFO | NG | N | [6 empty] | Y | Y | 5 | 5 | 5 | 5 | 1H | 1H | Y | Y
17824 | Spring Valley Pub Utils Comm | 2013 | Spring Valley | MN | Fillmore | 2 | OP | Petroleum Liquids | IC | Electric Utility | 1 | 1.1 | 1.1 | 1.1 | DFO | NG | N | [6 empty] | Y | Y | 1.07 | 1.07 | 1.07 | 1.07 | 1H | 1H | Y |  |  | Y
17824 | Spring Valley Pub Utils Comm | 2013 | Spring Valley | MN | Fillmore | 3 | OP | Petroleum Liquids | IC | Electric Utility | 1 | 2 | 2 | 2 | DFO | NG | N | [6 empty] | Y | Y | 2 | 2 | 2 | 2 | 1H | 1H | Y |  |  | Y
19237 | Truman Public Utilities Comm | 2015 | Truman | MN | Martin | 3 | SB | Petroleum Liquids | IC | Electric Utility | 1 | 2.2 | 2 | 2 | DFO | NG | Y | DFO | NG |  |  |  |  | Y | Y | 1.8 | 1.8 | 2 | 2 | 1H | 1H | N
29295 | City of Wells - (MN) | 2020 | Wells IC | MN | Faribault | 1 | OP | Petroleum Liquids | IC | Electric Utility | 1 | 1.3 | 1.3 | 1.3 | DFO | NG | N | [6 empty] | Y | Y | 1.3 | 1.3 | 1.3 | 1.3 | 1H | 1H | N
29295 | City of Wells - (MN) | 2020 | Wells IC | MN | Faribault | 2 | OP | Petroleum Liquids | IC | Electric Utility | 1 | 1.3 | 1.3 | 1.3 | DFO | NG | N | [6 empty] | Y | Y | 1.3 | 1.3 | 1.3 | 1.3 | 1H | 1H | N
29295 | City of Wells - (MN) | 2020 | Wells IC | MN | Faribault | 3 | OP | Petroleum Liquids | IC | Electric Utility | 1 | 1.1 | 1.1 | 1.1 | DFO | NG | N | [6 empty] | Y | Y | 1.1 | 1.1 | 1.1 | 1.1 | 1H | 1H | N
29295 | City of Wells - (MN) | 2020 | Wells IC | MN | Faribault | 4 | OP | Petroleum Liquids | IC | Electric Utility | 1 | 2.3 | 2.1 | 2.1 | DFO | NG | N | [6 empty] | Y | Y | 2.1 | 2.1 | 2.1 | 2.1 | 1H | 1H | N
29295 | City of Wells - (MN) | 2020 | Wells IC | MN | Faribault | 5 | OP | Petroleum Liquids | IC | Electric Utility | 1 | 2.3 | 2.3 | 2.3 | DFO | NG | N | [6 empty] | Y | Y | 2.3 | 2.3 | 2.3 | 2.3 | 1H | 1H | N
20737 | Willmar Municipal Utilities | 2022 | Willmar | MN | Kandiyohi | 3 | OP | Conventional Steam Coal | ST | Electric Utility | 1 | 18 | 15.9 | 15.9 | SUB | NG | Y | SUB | NG | AB |  |  |  | N
7570 | Great River Energy | 2039 | Elk River | MN | Sherburne | 1 | OP | Municipal Solid Waste | ST | Electric Utility | 1 | 11.5 | 7.4 | 7.4 | MSW | NG | Y | MSW | NG |  |  |  |  | N | N |  |  |  |  | UNK
7570 | Great River Energy | 2039 | Elk River | MN | Sherburne | 2 | OP | Municipal Solid Waste | ST | Electric Utility | 1 | 11.5 | 7.4 | 7.4 | MSW | NG | Y | MSW | NG |  |  |  |  | N | N |  |  |  |  | UNK
7570 | Great River Energy | 2039 | Elk River | MN | Sherburne | 3 | OP | Municipal Solid Waste | ST | Electric Utility | 1 | 25 | 13.1 | 13.1 | MSW | NG | Y | MSW | NG |  |  |  |  | N | N |  |  |  |  | UNK
7570 | Great River Energy | 2039 | Elk River | MN | Sherburne | CT | OP | Natural Gas Fired Combustion Turbine | GT | Electric Utility | 1 | 191.3 | 189.7 | 224.8 | NG | DFO | N | [6 empty] | Y | Y | 195.9 | 223 | 175.7 | 210.3 | 1H | 1H | N
12685 | Entergy Mississippi Inc | 2050 | Baxter Wilson | MS | Warren | 1 | OP | Natural Gas Steam Turbine | ST | Electric Utility | 1 | 544.6 | 538.9 | 546 | NG | DFO | Y | NG | RFO |  |  |  |  | Y | Y | 500 | 520 | 400 | 420 | 6H | 6H | N
12685 | Entergy Mississippi Inc | 2050 | Baxter Wilson | MS | Warren | 2 | OP | Natural Gas Steam Turbine | ST | Electric Utility | 1 | 783 | 692.4 | 715.4 | NG | DFO | Y | NG | RFO |  |  |  |  | Y | Y | 720 | 720 | 650 | 650 | 6H | 6H | N
3702 | Clarksdale Public Utilities | 2059 | L L Wilkins | MS | Coahoma | 9 | OP | Natural Gas Fired Combined Cycle | CS | Electric Utility | 1 | 25.5 | 22 | 23 | NG | DFO | N | [6 empty] | Y | Y | 23 | 22 | 23 | 22 | 6H | 6H | N
7651 | Greenwood Utilities Comm | 2062 | Henderson | MS | Leflore | H2 | OS | Natural Gas Fired Combustion Turbine | GT | Electric Utility | 1 | 13.5 | 13 | 15 | NG | DFO | N | [6 empty] | Y | Y | 13 | 13 | 13 | 13 | 1H | 1H | N
21095 | Public Serv Comm of Yazoo City | 2067 | Yazoo | MS | Yazoo | GT1 | OP | Natural Gas Fired Combined Cycle | CT | Electric Utility | 1 | 16.5 | 14.7 | 16.7 | NG | DFO | N | [6 empty] | Y | Y | 14.7 | 16.7 | 14.7 | 16.7 | 1H | 1H | N
17568 | South Mississippi El Pwr Assn | 2070 | Moselle | MS | Jones | 3 | OP | Natural Gas Steam Turbine | ST | Electric Utility | 1 | 59 | 59 | 59 | NG | RFO | N | [6 empty] | Y | Y | 59 | 59 | 59 | 59 | 6H | 6H | Y | Y | Y
17568 | South Mississippi El Pwr Assn | 2070 | Moselle | MS | Jones | 4 | OP | Natural Gas Fired Combustion Turbine | GT | Electric Utility | 1 | 83 | 75 | 83 | NG | DFO | N | [6 empty] | Y | Y | 75 | 83.5 | 75 | 83.5 | 6H | 6H | Y | Y | Y
5860 | Empire District Electric Co | 2076 | Asbury | MO | Jasper | 1 | OP | Conventional Steam Coal | ST | Electric Utility | 1 | 212.8 | 198 | 198 | SUB | BIT | Y | SUB | BIT | TDF |  |  |  | N | N
19436 | Union Electric Co - (MO) | 2104 | Meramec | MO | St Louis | GT2 | OP | Natural Gas Fired Combustion Turbine | GT | Electric Utility | 1 | 56 | 49 | 61 | NG | DFO | N | [6 empty] | Y | Y | 53 | 55 | 52 | 55 | 6H | 6H | Y | Y
3082 | Carrollton Board of Public Wks | 2120 | Carrollton | MO | Carroll | 10 | OP | Natural Gas Internal Combustion Engine | IC | Electric Utility | 1 | 6.1 | 6 | 6 | NG | DFO | Y | NG | DFO |  |  |  |  | Y | Y | 6.3 | 6.3 | 6.3 | 6.3 | 1H | 1H | Y |  | Y
3082 | Carrollton Board of Public Wks | 2120 | Carrollton | MO | Carroll | 3 | OP | Natural Gas Internal Combustion Engine | IC | Electric Utility | 1 | 1.8 | 1.8 | 1.8 | NG | DFO | Y | NG | DFO |  |  |  |  | Y | Y | 1.8 | 1.8 | 1.8 | 1.8 | 1H | 1H | Y |  | Y
3082 | Carrollton Board of Public Wks | 2120 | Carrollton | MO | Carroll | 7 | OP | Natural Gas Internal Combustion Engine | IC | Electric Utility | 1 | 2.5 | 2.5 | 2.5 | NG | DFO | Y | NG | DFO |  |  |  |  | Y | Y | 2.5 | 2.5 | 2.5 | 2.5 | 1H | 1H | Y |  | Y
3082 | Carrollton Board of Public Wks | 2120 | Carrollton | MO | Carroll | 8 | OP | Natural Gas Internal Combustion Engine | IC | Electric Utility | 1 | 4.1 | 3.7 | 3.7 | NG | DFO | Y | NG | DFO |  |  |  |  | Y | Y | 4.1 | 4.1 | 4.1 | 4.1 | 1H | 1H | Y |  | Y
3082 | Carrollton Board of Public Wks | 2120 | Carrollton | MO | Carroll | 9 | OP | Natural Gas Internal Combustion Engine | IC | Electric Utility | 1 | 4.1 | 3.7 | 3.7 | NG | DFO | Y | NG | DFO |  |  |  |  | Y | Y | 4.1 | 4.1 | 4.1 | 4.1 | 1H | 1H | Y |  | Y
3113 | City of Carthage - (MO) | 2121 | Carthage | MO | Jasper | 10 | SB | Natural Gas Internal Combustion Engine | IC | Electric Utility | 1 | 7 | 6 | 6 | NG | DFO | Y | NG | DFO |  |  |  |  | Y | Y | 5.5 | 5.5 | 5.5 | 5.5 | 1H | 1H | Y |  |  | Y
3113 | City of Carthage - (MO) | 2121 | Carthage | MO | Jasper | 11 | OP | Natural Gas Internal Combustion Engine | IC | Electric Utility | 1 | 4.5 | 4 | 4 | NG | DFO | Y | NG | DFO |  |  |  |  | Y | Y | 3.5 | 3.5 | 3.5 | 3.5 | 1H | 1H | Y |  |  | Y
3113 | City of Carthage - (MO) | 2121 | Carthage | MO | Jasper | 12 | OP | Natural Gas Internal Combustion Engine | IC | Electric Utility | 1 | 4.5 | 4 | 4 | NG | DFO | Y | NG | DFO |  |  |  |  | Y | Y | 3.5 | 3.5 | 3.5 | 3.5 | 1H | 1H | Y |  |  | Y
3113 | City of Carthage - (MO) | 2121 | Carthage | MO | Jasper | 13 | OP | Natural Gas Internal Combustion Engine | IC | Electric Utility | 1 | 6 | 5.5 | 5.5 | NG | DFO | Y | NG | DFO |  |  |  |  | Y | Y | 5.5 | 5.5 | 5.5 | 5.5 | 1H | 1H | Y |  |  | Y
3113 | City of Carthage - (MO) | 2121 | Carthage | MO | Jasper | 14 | OP | Natural Gas Internal Combustion Engine | IC | Electric Utility | 1 | 6 | 5.5 | 5.5 | NG | DFO | Y | NG | DFO |  |  |  |  | Y | Y | 5.5 | 5.5 | 5.5 | 5.5 | 1H | 1H | Y |  |  | Y
3113 | City of Carthage - (MO) | 2121 | Carthage | MO | Jasper | 6 | SB | Natural Gas Internal Combustion Engine | IC | Electric Utility | 1 | 2.5 | 2 | 2 | NG | DFO | Y | NG | DFO |  |  |  |  | Y | Y | 1.8 | 1.8 | 1.8 | 1.8 | 1H | 1H | Y |  |  | Y
3113 | City of Carthage - (MO) | 2121 | Carthage | MO | Jasper | 7 | SB | Natural Gas Internal Combustion Engine | IC | Electric Utility | 1 | 3 | 2.2 | 2.2 | NG | DFO | Y | NG | DFO |  |  |  |  | Y | Y | 2.2 | 2.2 | 2.2 | 2.2 | 1H | 1H | Y |  |  | Y
3486 | Chillicothe Municipal Utils | 2122 | Chillicothe | MO | Livingston | GT1 | OP | Natural Gas Fired Combustion Turbine | GT | Electric Utility | 1 | 40 | 40 | 42 | NG | DFO | N | [6 empty] | Y | Y | 40 | 42 | 40 | 42 | 1H | 1H | Y |  |  | Y
3486 | Chillicothe Municipal Utils | 2122 | Chillicothe | MO | Livingston | GT2 | OP | Natural Gas Fired Combustion Turbine | GT | Electric Utility | 1 | 40 | 40 | 42 | NG | DFO | N | [6 empty] | Y | Y | 40 | 42 | 40 | 42 | 1H | 1H | Y |  |  | Y
6839 | City of Fulton - (MO) | 2126 | Fulton (MO) | MO | Callaway | GT4 | OP | Natural Gas Fired Combustion Turbine | GT | Electric Utility | 1 | 21.2 | 15 | 19.6 | NG | DFO | Y | DFO | NG |  |  |  |  | Y | Y | 15 | 19.6 | 15 | 19.6 | 1H | 1H | Y | Y
6839 | City of Fulton - (MO) | 2126 | Fulton (MO) | MO | Callaway | IC1 | OP | Petroleum Liquids | IC | Electric Utility | 1 | 5 | 4.1 | 4.5 | DFO | NG | Y | NG | DFO |  |  |  |  | Y | Y | 4 | 4.4 | 4 | 4.4 | 1H | 1H | Y | Y
6839 | City of Fulton - (MO) | 2126 | Fulton (MO) | MO | Callaway | IC3 | OP | Petroleum Liquids | IC | Electric Utility | 1 | 7 | 6.2 | 6.8 | DFO | NG | Y | NG | DFO |  |  |  |  | Y | Y | 6 | 6.2 | 6 | 6.2 | 1H | 1H | N
8567 | City of Higginsville - (MO) | 2131 | Higginsville | MO | LAFAYETTE | 3 | OS | Petroleum Liquids | IC | Electric Utility | 1 | 2.4 | 2.4 | 2.4 | DFO | NG | N | DFO | NG |  |  |  |  | Y | N | 2.4 | 2.4 | 2.4 | 2.4 | 1H | 1H | N
8567 | City of Higginsville - (MO) | 2131 | Higginsville | MO | LAFAYETTE | 4 | OP | Natural Gas Fired Combustion Turbine | GT | Electric Utility | 1 | 40 | 37.5 | 40 | NG | DFO | N | DFO | NG |  |  |  |  | Y | N | 37.5 | 40 | 37.5 | 40 | 1H | 1H | N
9231 | City of Independence - (MO) | 2132 | Blue Valley | MO | Jackson | 2 | OP | Natural Gas Steam Turbine | ST | Electric Utility | 1 | 25 | 21 | 21 | NG | DFO | Y | BIT | DFO | NG |  |  |  | N | Y |  |  |  |  | UNK
9231 | City of Independence - (MO) | 2132 | Blue Valley | MO | Jackson | 3 | OP | Natural Gas Steam Turbine | ST | Electric Utility | 1 | 65 | 51 | 51 | NG | DFO | Y | BIT | DFO | NG |  |  |  | Y | Y | 51 | 51 | 51 | 51 | UNK | UNK | Y | Y
9231 | City of Independence - (MO) | 2132 | Blue Valley | MO | Jackson | ST1 | OP | Natural Gas Steam Turbine | ST | Electric Utility | 1 | 25 | 21 | 21 | NG | DFO | Y | BIT | DFO | NG |  |  |  | Y | Y | 21 | 21 | 21 | 21 | UNK | UNK | Y | Y
9231 | City of Independence - (MO) | 2135 | Station H | MO | Jackson | 1 | OP | Natural Gas Fired Combustion Turbine | GT | Electric Utility | 1 | 19 | 19 | 19 | NG | DFO | Y | DFO | NG |  |  |  |  | Y | Y | 19 | 19 | 19 | 19 | 1H | 1H | Y | Y
9231 | City of Independence - (MO) | 2135 | Station H | MO | Jackson | 2 | OP | Natural Gas Fired Combustion Turbine | GT | Electric Utility | 1 | 24 | 20 | 20 | NG | DFO | Y | DFO | NG |  |  |  |  | Y | Y | 20 | 20 | 20 | 20 | 1H | 1H | Y | Y
9603 | City of Jackson - (MO) | 2137 | Jackson (MO) | MO | Cape Girardeau | 3 | OP | Petroleum Liquids | IC | Electric Utility | 1 | 1 | 1 | 1 | DFO | NG | Y | DFO | NG |  |  |  |  | Y | N | 0.9 | 0.9 | 0.9 | 0.9 | 1H | 1H | N
9603 | City of Jackson - (MO) | 2137 | Jackson (MO) | MO | Cape Girardeau | 4 | OP | Petroleum Liquids | IC | Electric Utility | 1 | 1 | 1 | 1 | DFO | NG | Y | DFO | NG |  |  |  |  | Y | N | 1 | 1 | 1 | 1 | 1H | 1H | N
9603 | City of Jackson - (MO) | 2137 | Jackson (MO) | MO | Cape Girardeau | 5 | OP | Petroleum Liquids | IC | Electric Utility | 1 | 0.7 | 0.6 | 0.6 | DFO |  | N | [6 empty] | Y | N | 0.6 | 0.6 | 0.6 | 0.6 | 1H | 1H | N
9603 | City of Jackson - (MO) | 2137 | Jackson (MO) | MO | Cape Girardeau | 6 | OP | Petroleum Liquids | IC | Electric Utility | 1 | 1 | 1 | 1 | DFO |  | N | [6 empty] | Y | N | 1 | 1 | 1 | 1 | 1H | 1H | N
9603 | City of Jackson - (MO) | 2137 | Jackson (MO) | MO | Cape Girardeau | 7 | OP | Petroleum Liquids | IC | Electric Utility | 1 | 6.8 | 6.5 | 6.8 | DFO | NG | Y | DFO | NG |  |  |  |  | Y | N | 6.5 | 6.5 | 6.5 | 6.5 | UNK | UNK | N
9603 | City of Jackson - (MO) | 2137 | Jackson (MO) | MO | Cape Girardeau | 8 | OP | Petroleum Liquids | IC | Electric Utility | 1 | 6.8 | 6.5 | 6.8 | DFO | NG | Y | DFO | NG |  |  |  |  | Y | N | 6.5 | 6.5 | 6.5 | 6.5 | UNK | UNK | N
9603 | City of Jackson - (MO) | 2137 | Jackson (MO) | MO | Cape Girardeau | 9 | OP | Petroleum Liquids | IC | Electric Utility | 1 | 3 | 2.7 | 3 | DFO | NG | Y | DFO | NG |  |  |  |  | Y | N | 2.7 | 2.7 | 2.7 | 2.7 | UNK | UNK | N
9973 | City of Kahoka | 2138 | Kahoka | MO | Clark | 7 | SB | Natural Gas Internal Combustion Engine | IC | Electric Utility | 1 | 0.8 | 0.7 | 0.8 | NG | DFO | Y | DFO | NG |  |  |  |  | N | Y | 0.7 |  | 0.7 |  | UNK
9973 | City of Kahoka | 2138 | Kahoka | MO | Clark | 8 | SB | Natural Gas Internal Combustion Engine | IC | Electric Utility | 1 | 1.5 | 1.4 | 1.5 | NG | DFO | Y | DFO | NG |  |  |  |  | N | Y | 1.4 |  | 1.4 |  | UNK
9973 | City of Kahoka | 2138 | Kahoka | MO | Clark | 9 | SB | Natural Gas Internal Combustion Engine | IC | Electric Utility | 1 | 0.9 | 0.8 | 0.9 | NG | DFO | Y | DFO | NG |  |  |  |  | N | Y | 0.8 |  | 0.8 |  | UNK
10152 | City of Kennett - (MO) | 2139 | Kennett | MO | Dunklin | 10 | OP | Natural Gas Internal Combustion Engine | IC | Electric Utility | 1 | 6.2 | 5.6 | 5.6 | NG | DFO | Y | DFO | NG |  |  |  |  | Y | Y | 6.2 | 6.2 | 6.2 | 6.2 | 1H | 1H | Y |  |  | Y
10152 | City of Kennett - (MO) | 2139 | Kennett | MO | Dunklin | 11 | OP | Natural Gas Internal Combustion Engine | IC | Electric Utility | 1 | 6.2 | 5.6 | 5.6 | NG | DFO | Y | DFO | NG |  |  |  |  | Y | Y | 6.2 | 6.2 | 6.2 | 6.2 | 1H | 1H | Y |  |  | Y
10152 | City of Kennett - (MO) | 2139 | Kennett | MO | Dunklin | 4 | OP | Natural Gas Internal Combustion Engine | IC | Electric Utility | 1 | 2.5 | 2.2 | 2.2 | NG | DFO | Y | DFO | NG |  |  |  |  | Y | Y | 2.5 | 2.5 | 2.5 | 2.5 | 1H | 1H | Y |  |  | Y
10152 | City of Kennett - (MO) | 2139 | Kennett | MO | Dunklin | 6 | OP | Natural Gas Internal Combustion Engine | IC | Electric Utility | 1 | 2 | 1.8 | 1.8 | NG | DFO | Y | DFO | NG |  |  |  |  | Y | Y | 2 | 2 | 2 | 2 | 1H | 1H | Y |  |  | Y
10152 | City of Kennett - (MO) | 2139 | Kennett | MO | Dunklin | 7 | OP | Natural Gas Internal Combustion Engine | IC | Electric Utility | 1 | 2.5 | 2.2 | 2.2 | NG | DFO | Y | DFO | NG |  |  |  |  | Y | Y | 2.5 | 2.5 | 2.5 | 2.5 | 1H | 1H | Y |  |  | Y
10152 | City of Kennett - (MO) | 2139 | Kennett | MO | Dunklin | 8 | OP | Natural Gas Internal Combustion Engine | IC | Electric Utility | 1 | 3.1 | 2.8 | 2.8 | NG | DFO | Y | DFO | NG |  |  |  |  | Y | Y | 3.1 | 3.1 | 3.1 | 3.1 | 1H | 1H | Y |  |  | Y
10152 | City of Kennett - (MO) | 2139 | Kennett | MO | Dunklin | 9 | OP | Natural Gas Internal Combustion Engine | IC | Electric Utility | 1 | 6.2 | 5.6 | 5.6 | NG | DFO | Y | DFO | NG |  |  |  |  | Y | Y | 6.2 | 6.2 | 6.2 | 6.2 | 1H | 1H | Y |  |  | Y
11460 | City of Macon - (MO) | 2141 | Macon | MO | Macon | 3 | SB | Petroleum Liquids | IC | Electric Utility | 1 | 5 | 4.6 | 4.6 | DFO | NG | N | [6 empty] | Y | Y | 4.6 | 4.6 | 4.6 | 4.6 | 1H | 6H | N
11732 | City of Marshall - (MO) | 2144 | Marshall (MO) | MO | Saline | 10 | OP | Natural Gas Internal Combustion Engine | IC | Electric Utility | 1 | 6.3 | 6.3 | 6.3 | NG | DFO | N | [6 empty] | Y | Y | 6.3 | 6.3 | 6.3 | 6.3 | 1H | 1H | Y |  | Y
11732 | City of Marshall - (MO) | 2144 | Marshall (MO) | MO | Saline | 11 | OP | Natural Gas Internal Combustion Engine | IC | Electric Utility | 1 | 6.3 | 6.3 | 6.3 | NG | DFO | N | [6 empty] | Y | Y | 6.3 | 6.3 | 6.3 | 6.3 | 1H | 1H | Y |  | Y
11732 | City of Marshall - (MO) | 2144 | Marshall (MO) | MO | Saline | 4 | OP | Conventional Steam Coal | ST | Electric Utility | 1 | 6 | 5.8 | 5.9 | BIT | NG | Y | BIT | WDS |  |  |  |  | N
11732 | City of Marshall - (MO) | 2144 | Marshall (MO) | MO | Saline | GT1 | OP | Natural Gas Fired Combustion Turbine | GT | Electric Utility | 1 | 15.2 | 14 | 17 | NG | DFO | N | [6 empty] | Y | Y | 14.5 | 14.5 | 14 | 14 | 1H | 1H | N
12294 | City of Memphis - (MO) | 2145 | Memphis | MO | Scotland | 1 | OP | Petroleum Liquids | IC | Electric Utility | 1 | 0.6 | 0.6 | 0.6 | DFO | NG | N | [6 empty] | Y | Y | 0.6 | 0.6 | 0.6 | 0.6 | 1H | 1H | N
12294 | City of Memphis - (MO) | 2145 | Memphis | MO | Scotland | 8 | OP | Petroleum Liquids | IC | Electric Utility | 1 | 1.3 | 1.3 | 1.3 | DFO | NG | N | [6 empty] | Y | Y | 1.2 | 1.2 | 1.2 | 1.2 | 1H | 1H | N
12294 | City of Memphis - (MO) | 2145 | Memphis | MO | Scotland | 9 | OP | Petroleum Liquids | IC | Electric Utility | 1 | 1.3 | 1.3 | 1.3 | DFO | NG | N | [6 empty] | Y | Y | 1.2 | 1.2 | 1.2 | 1.2 | 1H | 1H | N
14400 | City of Palmyra - (MO) | 2150 | Palmyra Municipal | MO | Marion | 3 | OP | Petroleum Liquids | IC | Electric Utility | 1 | 1.5 | 1.2 | 1.4 | DFO | NG | Y | DFO | NG |  |  |  |  | Y | N | 1.2 | 1.4 | 1.2 | 1.4 | 1H | 1H | N
14400 | City of Palmyra - (MO) | 2150 | Palmyra Municipal | MO | Marion | 4 | OP | Petroleum Liquids | IC | Electric Utility | 1 | 0.8 | 0.7 | 0.7 | DFO | NG | Y | DFO | NG |  |  |  |  | Y | N | 0.7 | 0.7 | 0.7 | 0.7 | 1H | 1H | N
17833 | City Utilities of Springfield - (MO) | 2161 | James River Power Station | MO | Greene | GT1 | OP | Natural Gas Fired Combustion Turbine | GT | Electric Utility | 1 | 96 | 75 | 75 | NG | DFO | Y | NG | DFO |  |  |  |  | Y | Y | 75 | 75 | 75 | 75 | 1H | 1H | Y |  | Y
17833 | City Utilities of Springfield - (MO) | 2161 | James River Power Station | MO | Greene | GT2 | OP | Natural Gas Fired Combustion Turbine | GT | Electric Utility | 1 | 101.5 | 80 | 80 | NG | DFO | Y | NG | DFO |  |  |  |  | Y | Y | 80 | 80 | 80 | 80 | 1H | 1H | Y |  | Y
19474 | City of Unionville - (MO) | 2164 | Unionville City of | MO | PUTNAM | 2 | OP | Petroleum Liquids | IC | Electric Utility | 1 | 1.7 | 1.7 | 1.7 | DFO | NG | N | [6 empty] | Y | Y | 1.5 | 1.5 | 1.5 | 1.5 | UNK | UNK | N
19474 | City of Unionville - (MO) | 2164 | Unionville City of | MO | PUTNAM | 8 | OP | Petroleum Liquids | IC | Electric Utility | 1 | 1.3 | 1.1 | 1.1 | DFO | NG | N | [6 empty] | Y | Y | 1 | 1 | 1 | 1 | UNK | UNK | N
12199 | Montana-Dakota Utilities Co | 2176 | Glendive GT | MT | Dawson | GT-2 | OP | Natural Gas Fired Combustion Turbine | GT | Electric Utility | 1 | 43 | 40.1 | 43.2 | NG | DFO | Y | NG | DFO |  |  |  |  | Y | N | 40.4 | 42 | 38.7 | 40.3 | 1H | 1H | Y | Y
12199 | Montana-Dakota Utilities Co | 2176 | Glendive GT | MT | Dawson | GT1 | OP | Natural Gas Fired Combustion Turbine | GT | Electric Utility | 1 | 40.7 | 34.8 | 40.9 | NG | DFO | Y | NG | DFO |  |  |  |  | Y | N | 34.6 | 43.7 | 32.6 | 41.7 | 1H | 1H | Y | Y
12199 | Montana-Dakota Utilities Co | 2177 | Miles City GT | MT | Custer | 1 | OP | Natural Gas Fired Combustion Turbine | GT | Electric Utility | 1 | 23.3 | 23.6 | 27.5 | NG | DFO | Y | NG | DFO |  |  |  |  | Y | N | 22.6 | 24.5 | 20.6 | 22.5 | 1H | 1H | Y | Y
695 | City of Ansley - (NE) | 2214 | Ansley | NE | Custer | 2 | OP | Natural Gas Internal Combustion Engine | IC | Electric Utility | 1 | 0.9 | 0.8 | 0.8 | NG | DFO | Y | NG | DFO |  |  |  |  | Y | Y | 0.8 | 0.8 | 0.8 | 0.8 | 1H | 1H | Y | Y
993 | Auburn Board of Public Works | 2215 | Auburn | NE | Nemaha | 1 | OP | Natural Gas Internal Combustion Engine | IC | Electric Utility | 1 | 2.4 | 2.2 | 2.4 | NG | DFO | N | [6 empty] | Y | Y | 2.2 | 2.2 | 2.2 | 2.2 | 1H | 1H | Y | Y | Y
993 | Auburn Board of Public Works | 2215 | Auburn | NE | Nemaha | 2 | OP | Natural Gas Internal Combustion Engine | IC | Electric Utility | 1 | 1 | 0.9 | 1 | NG | DFO | N | [6 empty] | Y | Y | 0.9 | 0.9 | 0.9 | 0.9 | 1H | 1H | Y | Y | Y
993 | Auburn Board of Public Works | 2215 | Auburn | NE | Nemaha | 4A | OP | Natural Gas Internal Combustion Engine | IC | Electric Utility | 1 | 3.7 | 3.7 | 3.7 | NG | DFO | N | [6 empty] | Y | Y | 3.7 | 3.7 | 3.7 | 3.7 | 1H | 1H | Y | Y | Y
993 | Auburn Board of Public Works | 2215 | Auburn | NE | Nemaha | 5 | OP | Natural Gas Internal Combustion Engine | IC | Electric Utility | 1 | 3.3 | 3 | 3.3 | NG | DFO | N | [6 empty] | Y | Y | 3 | 3 | 3 | 3 | 1H | 1H | Y | Y | Y
993 | Auburn Board of Public Works | 2215 | Auburn | NE | Nemaha | 6 | OP | Natural Gas Internal Combustion Engine | IC | Electric Utility | 1 | 2.7 | 2.5 | 2.7 | NG | DFO | N | [6 empty] | Y | Y | 2.5 | 2.5 | 2.5 | 2.5 | 1H | 1H | Y | Y | Y
993 | Auburn Board of Public Works | 2215 | Auburn | NE | Nemaha | 7 | OP | Natural Gas Internal Combustion Engine | IC | Electric Utility | 1 | 5.6 | 5.2 | 5.6 | NG | DFO | N | [6 empty] | Y | Y | 5.2 | 5.2 | 5.2 | 5.2 | 1H | 1H | Y | Y | Y
2277 | City of Broken Bow - (NE) | 2221 | Broken Bow | NE | Custer | 2 | OP | Natural Gas Internal Combustion Engine | IC | Electric Utility | 1 | 3.5 | 3.5 | 3.5 | NG | DFO | N | [6 empty] | Y | Y | 3.5 | 3.5 | 3.5 | 3.5 | 1H | 1H | N
2277 | City of Broken Bow - (NE) | 2221 | Broken Bow | NE | Custer | 4 | OP | Natural Gas Internal Combustion Engine | IC | Electric Utility | 1 | 0.8 | 0.7 | 0.7 | NG | DFO | N | [6 empty] | Y | Y | 0.7 | 0.7 | 0.7 | 0.7 | 1H | 1H | N
2277 | City of Broken Bow - (NE) | 2221 | Broken Bow | NE | Custer | 5 | OP | Natural Gas Internal Combustion Engine | IC | Electric Utility | 1 | 1 | 1 | 1 | NG | DFO | N | [6 empty] | Y | Y | 1 | 1 | 1 | 1 | 1H | 1H | N
2277 | City of Broken Bow - (NE) | 2221 | Broken Bow | NE | Custer | 6 | OP | Natural Gas Internal Combustion Engine | IC | Electric Utility | 1 | 2.1 | 2 | 2 | NG | DFO | N | [6 empty] | Y | N | 2 | 2 | 1.8 | 1.8 | 1H | 1H | N
4527 | City of Crete | 2231 | Crete | NE | Saline | 7 | OP | Natural Gas Internal Combustion Engine | IC | Electric Utility | 1 | 6 | 6 | 6.1 | NG | DFO | Y | NG | DFO |  |  |  |  | Y | Y | 6 | 6 | 6 | 6 | 1H | 1H | N
4661 | City of Curtis - (NE) | 2232 | Curtis | NE | FRONTIER | 2 | OP | Natural Gas Internal Combustion Engine | IC | Electric Utility | 1 | 0.9 | 0.8 | 0.8 | NG | DFO | Y | NG | DFO |  |  |  |  | Y | Y | 0.8 | 0.8 | 0.8 | 0.8 | UNK | UNK | Y | Y | Y
4661 | City of Curtis - (NE) | 2232 | Curtis | NE | FRONTIER | 3 | OP | Natural Gas Internal Combustion Engine | IC | Electric Utility | 1 | 1.1 | 1 | 1 | NG | DFO | Y | NG | DFO |  |  |  |  | Y | Y | 1 | 1 | 1 | 1 | UNK | UNK | Y | Y | Y
4661 | City of Curtis - (NE) | 2232 | Curtis | NE | FRONTIER | 4 | OP | Natural Gas Internal Combustion Engine | IC | Electric Utility | 1 | 1.4 | 1.2 | 1.2 | NG | DFO | Y | NG | DFO |  |  |  |  | Y | Y | 1.2 | 1.2 | 1.2 | 1.2 | UNK | UNK | Y | Y | Y
4836 | City of David City | 2233 | David City | NE | Butler | 1 | OP | Natural Gas Internal Combustion Engine | IC | Electric Utility | 1 | 1.5 | 1.3 | 1.3 | NG | DFO | N | [6 empty] | Y | Y | 1.3 | 1.3 | 1.3 | 1.3 | 6H | 6H | N
4836 | City of David City | 2233 | David City | NE | Butler | 3 | OP | Natural Gas Internal Combustion Engine | IC | Electric Utility | 1 | 1 | 0.9 | 0.9 | NG | DFO | N | [6 empty] | Y | Y | 0.9 | 0.9 | 0.9 | 0.9 | 6H | 6H | N
4836 | City of David City | 2233 | David City | NE | Butler | 4 | OP | Natural Gas Internal Combustion Engine | IC | Electric Utility | 1 | 2.3 | 1.8 | 1.8 | NG | DFO | N | [6 empty] | Y | Y | 1.8 | 1.8 | 1.8 | 1.8 | 6H | 6H | N
5850 | City of Emerson - (NE) | 2235 | Emerson | NE | Dixon | 2 | OP | Natural Gas Internal Combustion Engine | IC | Electric Utility | 1 | 1.1 | 1.1 | 1.1 | NG | DFO | N | [6 empty] | Y | Y | 1.1 | 1.1 | 1.1 | 1.1 | 1H | 1H | N
5850 | City of Emerson - (NE) | 2235 | Emerson | NE | Dixon | 4 | OP | Natural Gas Internal Combustion Engine | IC | Electric Utility | 1 | 0.4 | 0.4 | 0.4 | NG | DFO | N | [6 empty] | Y | Y | 0.4 | 0.4 | 0.4 | 0.4 | 1H | 1H | N
6132 | City of Fairbury | 2236 | Fairbury | NE | Jefferson | 1 | OP | Natural Gas Steam Turbine | ST | Electric Utility | 1 | 4 | 3.8 | 4 | NG | RFO | N | [6 empty] | Y | Y | 4.4 | 4.4 | 4.4 | 4.4 | UNK | UNK | Y |  | Y | Y
6132 | City of Fairbury | 2236 | Fairbury | NE | Jefferson | 2 | OP | Natural Gas Steam Turbine | ST | Electric Utility | 1 | 2.5 | 2.5 | 2.5 | NG | RFO | [7 empty] | Y | Y | 2.5 | 2.5 | 2.5 | 2.5 | UNK | UNK | Y |  | Y | Y
6132 | City of Fairbury | 2236 | Fairbury | NE | Jefferson | 4 | SB | Natural Gas Steam Turbine | ST | Electric Utility | 1 | 12.5 | 12.5 | 13 | NG | RFO | [7 empty] | Y | Y | 12.5 | 13 | 12.5 | 13 | UNK | UNK | Y |  | Y | Y
6175 | City of Falls City - (NE) | 2237 | Falls City | NE | Richardson | 3 | OP | Natural Gas Internal Combustion Engine | IC | Electric Utility | 1 | 2.7 | 2.3 | 2.3 | NG | DFO | N | [6 empty] | Y | Y | 2.3 | 2.3 | 2 | 2 | 1H | 1H | Y | Y | Y
6175 | City of Falls City - (NE) | 2237 | Falls City | NE | Richardson | 4 | OP | Natural Gas Internal Combustion Engine | IC | Electric Utility | 1 | 1.1 | 0.8 | 0.8 | NG | DFO | N | [6 empty] | Y | Y | 0.8 | 0.8 | 0.8 | 0.8 | 1H | 1H | Y | Y | Y
6175 | City of Falls City - (NE) | 2237 | Falls City | NE | Richardson | 5 | OP | Natural Gas Internal Combustion Engine | IC | Electric Utility | 1 | 2 | 1.4 | 1.4 | NG | DFO | N | [6 empty] | Y | Y | 1.4 | 1.4 | 1.2 | 1.2 | 1H | 1H | Y | Y | Y
6175 | City of Falls City - (NE) | 2237 | Falls City | NE | Richardson | 6 | OP | Natural Gas Internal Combustion Engine | IC | Electric Utility | 1 | 2.5 | 2 | 2 | NG | DFO | N | [6 empty] | Y | Y | 2 | 2 | 2 | 2 | 1H | 1H | Y | Y | Y
6175 | City of Falls City - (NE) | 2237 | Falls City | NE | Richardson | 7 | OP | Natural Gas Internal Combustion Engine | IC | Electric Utility | 1 | 6.2 | 5.9 | 5.9 | NG | DFO | N | [6 empty] | Y | Y | 5.9 | 5.9 | 5.9 | 5.9 | 1H | 1H | Y | Y | Y
6175 | City of Falls City - (NE) | 2237 | Falls City | NE | Richardson | 8 | OP | Natural Gas Internal Combustion Engine | IC | Electric Utility | 1 | 6 | 6 | 6 | NG | DFO | N | [6 empty] | Y | Y | 6 | 6 | 6 | 6 | 1H | 1H | Y | Y | Y
6723 | City of Franklin - (NE) | 2238 | Franklin (NE) | NE | Franklin | 1 | OP | Natural Gas Internal Combustion Engine | IC | Electric Utility | 1 | 0.6 | 0.6 | 0.6 | NG | DFO | Y | NG | DFO |  |  |  |  | N
6723 | City of Franklin - (NE) | 2238 | Franklin (NE) | NE | Franklin | 2 | OP | Natural Gas Internal Combustion Engine | IC | Electric Utility | 1 | 1.3 | 1.3 | 1.3 | NG | DFO | Y | NG | DFO |  |  |  |  | N
6723 | City of Franklin - (NE) | 2238 | Franklin (NE) | NE | Franklin | 3 | OP | Natural Gas Internal Combustion Engine | IC | Electric Utility | 1 | 1.1 | 1.1 | 1.1 | NG | DFO | Y | NG | DFO |  |  |  |  | N
6723 | City of Franklin - (NE) | 2238 | Franklin (NE) | NE | Franklin | 4 | OP | Natural Gas Internal Combustion Engine | IC | Electric Utility | 1 | 0.9 | 0.9 | 0.9 | NG | DFO | Y | NG | DFO |  |  |  |  | N
6779 | City of Fremont - (NE) | 2240 | Lon Wright | NE | Dodge | 5OT | OP | Natural Gas Fired Combustion Turbine | GT | Electric Utility | 1 | 40 | 38 | 36 | NG | DFO | N | [6 empty] | Y | Y | 38 | 36 | 38 | 36 | 1H | 1H | Y | Y | Y
40606 | City of Grand Island - (NE) | 2241 | C W Burdick | NE | Hall | 1 | SB | Natural Gas Steam Turbine | ST | Electric Utility | 1 | 18.7 | 16.5 | 16.5 | NG | RFO | N | NG | RFO |  |  |  |  | Y | Y | 16.5 | 16.5 | 16.5 | 16.5 | 1H | 1H | Y |  | Y
40606 | City of Grand Island - (NE) | 2241 | C W Burdick | NE | Hall | 2 | SB | Natural Gas Steam Turbine | ST | Electric Utility | 1 | 24.9 | 22 | 22 | NG | RFO | N | NG | RFO |  |  |  |  | Y | Y | 22 | 22 | 22 | 22 | 1H | 1H | Y |  | Y
40606 | City of Grand Island - (NE) | 2241 | C W Burdick | NE | Hall | 3 | SB | Natural Gas Steam Turbine | ST | Electric Utility | 1 | 54.4 | 54 | 54 | NG | RFO | N | NG | RFO |  |  |  |  | Y | Y | 54 | 54 | 54 | 54 | 1H | 1H | Y |  | Y
40606 | City of Grand Island - (NE) | 2241 | C W Burdick | NE | Hall | GT1 | OP | Natural Gas Fired Combustion Turbine | GT | Electric Utility | 1 | 16 | 13.6 | 14.8 | NG | DFO | Y | NG | DFO |  |  |  |  | Y | Y | 14 | 16 | 14 | 16 | 1H | 1H | Y | Y
40606 | City of Grand Island - (NE) | 2241 | C W Burdick | NE | Hall | GT2 | OP | Natural Gas Fired Combustion Turbine | GT | Electric Utility | 1 | 63.4 | 34 | 40 | NG | DFO | N | [6 empty] | Y | Y | 34 | 40 | 34 | 40 | 1H | 1H | Y | Y
40606 | City of Grand Island - (NE) | 2241 | C W Burdick | NE | Hall | GT3 | OP | Natural Gas Fired Combustion Turbine | GT | Electric Utility | 1 | 63.4 | 34 | 40 | NG | DFO | N | [6 empty] | Y | Y | 34 | 40 | 34 | 40 | 1H | 1H | Y | Y
8245 | City of Hastings - (NE) | 2243 | Don Henry | NE | Adams | 1 | SB | Natural Gas Fired Combustion Turbine | GT | Electric Utility | 1 | 22 | 18 | 18 | NG | DFO | N | [6 empty] | Y | Y | 18 | 18 | 18 | 18 | 1H | 1H | Y | Y | Y | Y
10260 | City of Kimball - (NE) | 2248 | Kimball | NE | Kimball | 1 | OP | Natural Gas Internal Combustion Engine | IC | Electric Utility | 1 | 1 | 0.7 | 0.8 | NG | DFO | Y | NG | DFO |  |  |  |  | Y | Y | 0.7 | 0.8 | 0.7 | 0.8 | 1H | UNK | N
10260 | City of Kimball - (NE) | 2248 | Kimball | NE | Kimball | 2 | OP | Natural Gas Internal Combustion Engine | IC | Electric Utility | 1 | 1 | 0.7 | 0.8 | NG | DFO | Y | NG | DFO |  |  |  |  | Y | Y | 0.7 | 0.8 | 0.7 | 0.8 | 1H | UNK | N
10260 | City of Kimball - (NE) | 2248 | Kimball | NE | Kimball | 3 | OP | Natural Gas Internal Combustion Engine | IC | Electric Utility | 1 | 1.3 | 1 | 1.1 | NG | DFO | Y | AB | DFO |  |  |  |  | Y | Y | 1 | 1.1 | 1 | 1.1 | 1H | UNK | N
10260 | City of Kimball - (NE) | 2248 | Kimball | NE | Kimball | 4 | OP | Natural Gas Internal Combustion Engine | IC | Electric Utility | 1 | 1.3 | 1 | 1.1 | NG | DFO | Y | NG | DFO |  |  |  |  | Y | Y | 1 | 1.1 | 1 | 1.1 | 1H | 1H | N
10260 | City of Kimball - (NE) | 2248 | Kimball | NE | Kimball | 6 | OP | Natural Gas Internal Combustion Engine | IC | Electric Utility | 1 | 3.9 | 3.6 | 3.7 | NG | DFO | Y | NG | DFO |  |  |  |  | Y | Y | 3.6 | 3.7 | 3.6 | 3.7 | 1H | 1H | N
10760 | City of Laurel - (NE) | 2249 | Laurel | NE | Cedar | 1 | SB | Natural Gas Internal Combustion Engine | IC | Electric Utility | 1 | 1.3 | 1.1 | 1.2 | NG | DFO | Y | DFO | NG |  |  |  |  | Y | N | 1.3 | 1.3 | 1.1 | 1.1 | UNK | UNK | Y | Y | Y
10760 | City of Laurel - (NE) | 2249 | Laurel | NE | Cedar | 2 | SB | Natural Gas Internal Combustion Engine | IC | Electric Utility | 1 | 0.9 | 0.7 | 0.8 | NG | DFO | Y | DFO | NG |  |  |  |  | Y | N | 0.9 | 0.9 | 0.7 | 0.7 | UNK | UNK | Y | Y | Y
10760 | City of Laurel - (NE) | 2249 | Laurel | NE | Cedar | 4 | SB | Natural Gas Internal Combustion Engine | IC | Electric Utility | 1 | 0.4 | 0.3 | 0.4 | NG | DFO | Y | DFO | NG |  |  |  |  | Y | N | 0.04 | 0.04 | 0.04 | 0.04 | UNK | UNK | Y | Y | Y
10760 | City of Laurel - (NE) | 2249 | Laurel | NE | Cedar | 6 | SB | Natural Gas Internal Combustion Engine | IC | Electric Utility | 1 | 0.2 | 0.2 | 0.2 | NG | DFO | Y | DFO | NG |  |  |  |  | Y | N | 0.02 | 0.02 | 0.02 | 0.02 | UNK | UNK | Y | Y | Y
10760 | City of Laurel - (NE) | 2249 | Laurel | NE | Cedar | 7 | SB | Natural Gas Internal Combustion Engine | IC | Electric Utility | 1 | 1.3 | 1.1 | 1.2 | NG | DFO | Y | DFO | NG |  |  |  |  | Y | N | 1.3 | 1.3 | 1.3 | 1.3 | UNK | UNK | Y | Y | Y
11018 | Lincoln Electric System | 2250 | J Street | NE | Lancaster | 1 | OP | Natural Gas Fired Combustion Turbine | GT | Electric Utility | 1 | 27 | 29 | 31.7 | NG | DFO | N | [6 empty] | Y | Y | 29 | 31.7 | 31 | 31.7 | 1H | 1H | N
14127 | Omaha Public Power District | 2291 | North Omaha | NE | Douglas | 1 | OP | Conventional Steam Coal | ST | Electric Utility | 1 | 73.5 | 61 | 61 | SUB | NG | Y | SUB | NG |  |  |  |  | N
14127 | Omaha Public Power District | 2291 | North Omaha | NE | Douglas | 2 | OP | Conventional Steam Coal | ST | Electric Utility | 1 | 108.8 | 87 | 87 | SUB | NG | Y | SUB | NG |  |  |  |  | N
14127 | Omaha Public Power District | 2291 | North Omaha | NE | Douglas | 3 | OP | Conventional Steam Coal | ST | Electric Utility | 1 | 108.8 | 87 | 87 | SUB | NG | Y | SUB | NG |  |  |  |  | N
14127 | Omaha Public Power District | 2291 | North Omaha | NE | Douglas | 4 | OP | Conventional Steam Coal | ST | Electric Utility | 1 | 136 | 106 | 106 | SUB | NG | Y | SUB | NG |  |  |  |  | N
14127 | Omaha Public Power District | 2291 | North Omaha | NE | Douglas | 5 | OP | Conventional Steam Coal | ST | Electric Utility | 1 | 217.6 | 172 | 172 | SUB | NG | Y | SUB | NG |  |  |  |  | N
14127 | Omaha Public Power District | 2292 | Sarpy County | NE | Sarpy | 1 | OP | Natural Gas Fired Combustion Turbine | GT | Electric Utility | 1 | 55.4 | 55.3 | 55.3 | NG | DFO | N | [6 empty] | Y | Y | 55.8 | 55.8 | 55.8 | 55.8 | 1H | 1H | Y | Y
14127 | Omaha Public Power District | 2292 | Sarpy County | NE | Sarpy | 2 | OP | Natural Gas Fired Combustion Turbine | GT | Electric Utility | 1 | 55.4 | 56.4 | 56.4 | NG | DFO | N | [6 empty] | Y | Y | 56.8 | 56.8 | 56.8 | 56.8 | 1H | 1H | Y | Y
14127 | Omaha Public Power District | 2292 | Sarpy County | NE | Sarpy | 3 | OP | Natural Gas Fired Combustion Turbine | GT | Electric Utility | 1 | 105.6 | 106.8 | 106.8 | NG | DFO | N | [6 empty] | Y | Y | 106.8 | 106.8 | 106.8 | 106.8 | 1H | 1H | Y | Y
14127 | Omaha Public Power District | 2292 | Sarpy County | NE | Sarpy | 4 | OP | Natural Gas Fired Combustion Turbine | GT | Electric Utility | 1 | 58.9 | 49 | 49 | NG | DFO | N | [6 empty] | Y | Y | 47.9 | 47.9 | 47.9 | 47.9 | 1H | 1H | Y | Y
14127 | Omaha Public Power District | 2292 | Sarpy County | NE | Sarpy | 5 | OP | Natural Gas Fired Combustion Turbine | GT | Electric Utility | 1 | 58.9 | 48.1 | 48.1 | NG | DFO | N | [6 empty] | Y | Y | 47.7 | 47.9 | 47.7 | 47.7 | 1H | 1H | Y | Y
14172 | City of Ord - (NE) | 2294 | Ord | NE | Valley | 1 | OP | Petroleum Liquids | IC | Electric Utility | 1 | 5 | 5 | 5 | DFO | NG | N | [6 empty] | Y | Y | 5 | 0 | 5 | 5 | 1H | 1H | N
14172 | City of Ord - (NE) | 2294 | Ord | NE | Valley | 2 | OP | Petroleum Liquids | IC | Electric Utility | 1 | 1.5 | 1 | 1 | DFO | NG | N | [6 empty] | Y | Y | 1 | 1 | 1 | 1 | 1H | 1H | N
14172 | City of Ord - (NE) | 2294 | Ord | NE | Valley | 3 | OP | Petroleum Liquids | IC | Electric Utility | 1 | 2.5 | 2 | 2 | DFO | NG | N | [6 empty] | Y | Y | 2 | 2 | 2 | 2 | 1H | 1H | N
14277 | Village of Oxford - (NE) | 2295 | Oxford (NE) | NE | Furnas | 2 | OP | Natural Gas Internal Combustion Engine | IC | Electric Utility | 1 | 0.6 | 0.5 | 0.6 | NG | DFO | Y | DFO | NG |  |  |  |  | Y | Y | 0.5 | 0.5 | 0.5 | 1.2 | 1H | 1H | Y | Y | Y
14277 | Village of Oxford - (NE) | 2295 | Oxford (NE) | NE | Furnas | 3 | OP | Natural Gas Internal Combustion Engine | IC | Electric Utility | 1 | 0.9 | 0.8 | 0.9 | NG | DFO | Y | DFO | NG |  |  |  |  | Y | Y | 0.5 | 0.5 | 0.5 | 1.2 | 1H | 1H | Y | Y | Y
14277 | Village of Oxford - (NE) | 2295 | Oxford (NE) | NE | Furnas | 4 | OP | Natural Gas Internal Combustion Engine | IC | Electric Utility | 1 | 0.6 | 0.5 | 0.6 | NG | DFO | Y | DFO | NG |  |  |  |  | Y | Y | 0.5 | 0.5 | 0.5 | 1.2 | 1H | 1H | Y | Y | Y
14277 | Village of Oxford - (NE) | 2295 | Oxford (NE) | NE | Furnas | 5 | OP | Natural Gas Internal Combustion Engine | IC | Electric Utility | 1 | 1.3 | 1.2 | 1.3 | NG | DFO | Y | DFO | NG |  |  |  |  | Y | Y | 1.2 | 1.2 | 1.2 | 1.2 | 1H | 1H | Y | Y | Y
14656 | City of Pender - (NE) | 2296 | Pender | NE | Thurston | 1 | OP | Natural Gas Internal Combustion Engine | IC | Electric Utility | 1 | 1.5 | 1.2 | 1.2 | NG | DFO | [7 empty] | Y | Y | 1.1 | 1.1 | 1.2 | 1.2 | 1H | 1H | N
14656 | City of Pender - (NE) | 2296 | Pender | NE | Thurston | 3 | OP | Natural Gas Internal Combustion Engine | IC | Electric Utility | 1 | 0.5 | 0.5 | 0.5 | NG | DFO | N | [6 empty] | Y | Y | 0.5 | 0.5 | 0.5 | 0.5 | 1H | 1H | N
14656 | City of Pender - (NE) | 2296 | Pender | NE | Thurston | 4 | OP | Natural Gas Internal Combustion Engine | IC | Electric Utility | 1 | 0.9 | 0.8 | 0.8 | NG | DFO | N | [6 empty] | Y | Y | 0.8 | 0.8 | 0.8 | 0.8 | 1H | 1H | N
15773 | City of Red Cloud - (NE) | 2299 | Red Cloud | NE | Webster | 1 | OP | Petroleum Liquids | IC | Electric Utility | 1 | 0.5 | 0.5 | 0.5 | DFO | NG | Y | DFO | NG |  |  |  |  | Y | N | 0.5 | 0.5 | 0.5 | 0.5 | UNK | UNK | Y |  | Y
15773 | City of Red Cloud - (NE) | 2299 | Red Cloud | NE | Webster | 2 | OP | Petroleum Liquids | IC | Electric Utility | 1 | 0.9 | 0.6 | 0.6 | DFO | NG | Y | DFO | NG |  |  |  |  | Y | N | 0.6 | 0.6 | 0.6 | 0.6 | UNK | UNK | Y |  | Y
15773 | City of Red Cloud - (NE) | 2299 | Red Cloud | NE | Webster | 3 | OP | Petroleum Liquids | IC | Electric Utility | 1 | 1.3 | 1.2 | 1.2 | DFO | NG | Y | DFO | NG |  |  |  |  | Y | N | 1.2 | 1.2 | 1.2 | 1.2 | UNK | UNK | Y |  | Y
15773 | City of Red Cloud - (NE) | 2299 | Red Cloud | NE | Webster | 4 | OP | Petroleum Liquids | IC | Electric Utility | 1 | 1.3 | 1.2 | 1.2 | DFO | NG | Y | DFO | NG |  |  |  |  | Y | N | 1.2 | 1.2 | 1.2 | 1.2 | UNK | UNK | Y |  | Y
15773 | City of Red Cloud - (NE) | 2299 | Red Cloud | NE | Webster | 5 | OP | Petroleum Liquids | IC | Electric Utility | 1 | 2.2 | 2.2 | 2.2 | DFO | NG | Y | DFO | NG |  |  |  |  | Y | N | 2.2 | 2.2 | 2.2 | 2.2 | UNK | UNK | Y |  | Y
16667 | City of Sargent - (NE) | 2300 | Sargent | NE | Custer | 1 | OP | Petroleum Liquids | IC | Electric Utility | 1 | 1.1 | 1.1 | 1.1 | DFO | NG | [7 empty] | Y | [5 empty] | 6H | UNK
16667 | City of Sargent - (NE) | 2300 | Sargent | NE | Custer | 3 | OP | Petroleum Liquids | IC | Electric Utility | 1 | 0.9 | 0.9 | 0.9 | DFO | NG | [7 empty] | Y | [5 empty] | 6H | UNK
16667 | City of Sargent - (NE) | 2300 | Sargent | NE | Custer | 4 | OP | Petroleum Liquids | IC | Electric Utility | 1 | 0.4 | 0.4 | 0.4 | DFO | NG | [7 empty] | Y | [5 empty] | 6H | UNK
17149 | City of Sidney - (NE) | 2302 | Sidney (NE) | NE | Cheyenne | 1 | OP | Natural Gas Internal Combustion Engine | IC | Electric Utility | 1 | 1.2 | 1 | 1.1 | NG | DFO | Y | DFO | NG |  |  |  |  | Y | Y | 0.96 | 0.96 | 0.96 | 0.96 | UNK | UNK | Y |  | Y | Y
17149 | City of Sidney - (NE) | 2302 | Sidney (NE) | NE | Cheyenne | 2 | OP | Natural Gas Internal Combustion Engine | IC | Electric Utility | 1 | 2.2 | 2 | 2.1 | NG | DFO | Y | DFO | NG |  |  |  |  | Y | Y | 1.7 | 1.7 | 1.7 | 1.7 | UNK | UNK | Y |  | Y | Y
17149 | City of Sidney - (NE) | 2302 | Sidney (NE) | NE | Cheyenne | 4 | OP | Natural Gas Internal Combustion Engine | IC | Electric Utility | 1 | 1 | 0.8 | 0.8 | NG | DFO | Y | DFO | NG |  |  |  |  | Y | Y | 0.8 | 0.8 | 0.8 | 0.8 | UNK | UNK | Y |  | Y | Y
17149 | City of Sidney - (NE) | 2302 | Sidney (NE) | NE | Cheyenne | 5 | OP | Natural Gas Internal Combustion Engine | IC | Electric Utility | 1 | 3.1 | 2.5 | 2.5 | NG | DFO | Y | DFO | NG |  |  |  |  | Y | Y | 2.5 | 2.5 | 2.5 | 2.5 | UNK | UNK | Y |  | Y | Y
18525 | City of Tecumseh | 2308 | Tecumseh | NE | JOHNSON | 1 | OP | Petroleum Liquids | IC | Electric Utility | 1 | 0.7 | 0.6 | 0.6 | DFO | NG | N | [6 empty] | Y | N | 0.6 | 0.6 | 0.6 | 0.6 | UNK | UNK | Y |  | Y
18525 | City of Tecumseh | 2308 | Tecumseh | NE | JOHNSON | 2 | OP | Petroleum Liquids | IC | Electric Utility | 1 | 1.5 | 1.4 | 1.4 | DFO | NG | N | [6 empty] | Y | Y | 1.4 | 1.4 | 1.4 | 1.4 | UNK | UNK | Y |  | Y
18525 | City of Tecumseh | 2308 | Tecumseh | NE | JOHNSON | 3 | OP | Petroleum Liquids | IC | Electric Utility | 1 | 1.1 | 1 | 1 | DFO | NG | N | [6 empty] | Y | N | 1 | 1 | 1 | 1 | UNK | UNK | Y |  | Y
18525 | City of Tecumseh | 2308 | Tecumseh | NE | JOHNSON | 4 | OP | Petroleum Liquids | IC | Electric Utility | 1 | 1.3 | 1.2 | 1.2 | DFO | NG | N | [6 empty] | Y | N | 1.2 | 1.2 | 1.2 | 1.2 | UNK | UNK | Y |  | Y
18525 | City of Tecumseh | 2308 | Tecumseh | NE | JOHNSON | 5A | OP | Petroleum Liquids | IC | Electric Utility | 1 | 2.4 | 2.4 | 2.4 | DFO | NG | N | [6 empty] | Y | Y | 2.4 | 2.4 | 2.4 | 2.4 | UNK | UNK | Y |  | Y
19968 | City of Wahoo - (NE) | 2310 | Wahoo | NE | Saunders | 1 | OP | Natural Gas Internal Combustion Engine | IC | Electric Utility | 1 | 2.5 | 2.1 | 2.1 | NG | DFO | [7 empty] | Y | Y | 2.1 | 2.2 | 2.2 | 2.2 | 1H | 1H | Y | Y | Y
19968 | City of Wahoo - (NE) | 2310 | Wahoo | NE | Saunders | 3 | OP | Natural Gas Internal Combustion Engine | IC | Electric Utility | 1 | 4.4 | 4.4 | 4.4 | NG | DFO | [7 empty] | Y |  | 4.4 | 4.4 | 4.4 | 4.4 | 1H | 1H | Y | Y | Y
19968 | City of Wahoo - (NE) | 2310 | Wahoo | NE | Saunders | 4 | OP | Natural Gas Internal Combustion Engine | IC | Electric Utility | 1 | 1.2 | 1.1 | 1.1 | NG | DFO | [7 empty] | Y |  | 1.1 | 1.1 | 1.1 | 1.1 | 1H | 1H | Y | Y | Y
19968 | City of Wahoo - (NE) | 2310 | Wahoo | NE | Saunders | 5 | OP | Natural Gas Internal Combustion Engine | IC | Electric Utility | 1 | 2.1 | 2.2 | 2.2 | NG | DFO | [7 empty] | Y |  | 2.1 | 2.1 | 2.1 | 2.1 | 1H | 1H | Y | Y | Y
19968 | City of Wahoo - (NE) | 2310 | Wahoo | NE | Saunders | 6 | OP | Natural Gas Internal Combustion Engine | IC | Electric Utility | 1 | 3.5 | 3.4 | 3.4 | NG | DFO | [7 empty] | Y | Y | 3.4 | 3.4 | 3.4 | 3.4 | 1H | 1H | Y | Y | Y
19980 | City of Wakefield - (NE) | 2311 | Wakefield | NE | Dixon | 2 | OP | Natural Gas Internal Combustion Engine | IC | Electric Utility | 1 | 0.6 | 0.5 | 0.5 | NG | DFO | Y | NG | DFO |  |  |  |  | Y | N | 0.6 | 0.6 | 0.6 | 0.6 | 6H | 6H | Y | Y | Y
19980 | City of Wakefield - (NE) | 2311 | Wakefield | NE | Dixon | 5 | OP | Natural Gas Internal Combustion Engine | IC | Electric Utility | 1 | 1.3 | 1 | 1 | NG | DFO | Y | NG | DFO |  |  |  |  | Y | N | 1.3 | 1.3 | 1.3 | 1.3 | 6H | 6H | Y | Y | Y
19980 | City of Wakefield - (NE) | 2311 | Wakefield | NE | Dixon | 6 | OP | Natural Gas Internal Combustion Engine | IC | Electric Utility | 1 | 1.3 | 1.1 | 1.1 | NG | DFO | Y | NG | DFO |  |  |  |  | Y | N | 1.3 | 1.3 | 1.3 | 1.3 | 6H | 6H | Y | Y | Y
19980 | City of Wakefield - (NE) | 2311 | Wakefield | NE | Dixon | IC4 | OP | Natural Gas Internal Combustion Engine | IC | Electric Utility | 1 | 0.9 | 0.6 | 0.6 | NG | DFO | Y | NG | DFO |  |  |  |  | Y | N | 0.9 | 0.9 | 0.9 | 0.9 | 6H | 6H | Y | Y | Y
20397 | City of West Point - (NE) | 2313 | West Point Municipal | NE | Cuming | 2 | OP | Natural Gas Internal Combustion Engine | IC | Electric Utility | 1 | 0.9 | 0.9 | 0.9 | NG | DFO | Y | NG | DFO |  |  |  |  | N
20397 | City of West Point - (NE) | 2313 | West Point Municipal | NE | Cuming | 3 | OP | Natural Gas Internal Combustion Engine | IC | Electric Utility | 1 | 1.2 | 1.2 | 1.2 | NG | DFO | Y | NG | DFO |  |  |  |  | N
20397 | City of West Point - (NE) | 2313 | West Point Municipal | NE | Cuming | 4 | OP | Natural Gas Internal Combustion Engine | IC | Electric Utility | 1 | 2.3 | 2.3 | 2.3 | NG | DFO | Y | NG | DFO |  |  |  |  | N
20397 | City of West Point - (NE) | 2313 | West Point Municipal | NE | Cuming | 5 | OS | Natural Gas Internal Combustion Engine | IC | Electric Utility | 1 | 4.1 | 4.1 | 4.1 | NG | DFO | Y | NG | DFO |  |  |  |  | N
15472 | Public Service Co of NH | 2367 | Schiller | NH | Rockingham | 4 | OP | Conventional Steam Coal | ST | Electric Utility | 1 | 50 | 47.5 | 48 | BIT | RFO | Y | BIT | RFO |  |  |  |  | N
15472 | Public Service Co of NH | 2367 | Schiller | NH | Rockingham | 6 | OP | Conventional Steam Coal | ST | Electric Utility | 1 | 50 | 47.9 | 48.6 | BIT | RFO | Y | BIT | RFO |  |  |  |  | N
55768 | RC Cape May Holdings LLC | 2378 | B L England | NJ | Cape May | 2 | OP | Conventional Steam Coal | ST | IPP Non-CHP | 2 | 163.2 | 150 | 150 | BIT |  | Y | BIT | SUB | DFO | TDF |  |  | N
56606 | Calpine New Jersey Generation LLC | 2379 | Carlls Corner | NJ | Cumberland | CA1 | OP | Natural Gas Fired Combustion Turbine | GT | IPP Non-CHP | 2 | 41.9 | 37.4 | 45.3 | NG | KER | N | [6 empty] | Y | N | 37.4 | 46.3 | 37.4 | 46.3 | 6H | 6H | Y |  | Y
56606 | Calpine New Jersey Generation LLC | 2379 | Carlls Corner | NJ | Cumberland | CA2 | OP | Natural Gas Fired Combustion Turbine | GT | IPP Non-CHP | 2 | 41.9 | 41.2 | 49.8 | NG | KER | N | [6 empty] | Y | N | 38.9 | 48.7 | 38.9 | 48.7 | 6H | 6H | Y |  | Y
17235 | NRG REMA LLC | 2390 | Sayreville | NJ | Middlesex | GT2 | OP | Natural Gas Fired Combustion Turbine | GT | IPP Non-CHP | 2 | 53 | 50 | 70 | NG | DFO | N | [6 empty] | Y | N | 50 | 80 | 50 | 80 | 1H | 1H | Y |  | Y
17235 | NRG REMA LLC | 2390 | Sayreville | NJ | Middlesex | GT3 | OP | Natural Gas Fired Combustion Turbine | GT | IPP Non-CHP | 2 | 53 | 50 | 70 | NG | DFO | N | [6 empty] | Y | N | 50 | 80 | 50 | 80 | 1H | 1H | Y |  | Y
17235 | NRG REMA LLC | 2390 | Sayreville | NJ | Middlesex | GT4 | OP | Natural Gas Fired Combustion Turbine | GT | IPP Non-CHP | 2 | 53 | 50 | 70 | NG | DFO | N | [6 empty] | Y | N | 50 | 80 | 50 | 80 | 1H | 1H | Y |  | Y
17235 | NRG REMA LLC | 2393 | Gilbert | NJ | Hunterdon | 9 | OP | Natural Gas Fired Combustion Turbine | GT | IPP Non-CHP | 2 | 161 | 150 | 167 | NG | DFO | N | [6 empty] | Y | N | 150 | 150 | 150 | 150 | 1H | 1H | Y | Y | Y
15147 | PSEG Fossil LLC | 2398 | Bergen Generating Station | NJ | Bergen | 1101 | OP | Natural Gas Fired Combined Cycle | CT | IPP Non-CHP | 2 | 112.5 | 110 | 110 | NG | KER | N | [6 empty] | Y | Y | 116 | 118 | 116 | 118 | 6H | 6H | N
15147 | PSEG Fossil LLC | 2398 | Bergen Generating Station | NJ | Bergen | 1201 | OP | Natural Gas Fired Combined Cycle | CT | IPP Non-CHP | 2 | 112.5 | 110 | 110 | NG | KER | N | [6 empty] | Y | Y | 116 | 118 | 116 | 118 | 6H | 6H | N
15147 | PSEG Fossil LLC | 2398 | Bergen Generating Station | NJ | Bergen | 1301 | OP | Natural Gas Fired Combined Cycle | CT | IPP Non-CHP | 2 | 112.5 | 110 | 110 | NG | KER | N | [6 empty] | Y | Y | 116 | 118 | 116 | 118 | 6H | 6H | N
15147 | PSEG Fossil LLC | 2398 | Bergen Generating Station | NJ | Bergen | 1401 | OP | Natural Gas Fired Combined Cycle | CT | IPP Non-CHP | 2 | 112.5 | 110 | 110 | NG | KER | N | [6 empty] | Y | Y | 116 | 118 | 116 | 118 | 6H | 6H | N
15147 | PSEG Fossil LLC | 2398 | Bergen Generating Station | NJ | Bergen | 1501 | OP | Natural Gas Fired Combined Cycle | CA | IPP Non-CHP | 2 | 325.2 | 193 | 193 | NG | KER | N | [6 empty] | Y | Y | 164 | 166 | 164 | 166 | 6H | 6H | N
15147 | PSEG Fossil LLC | 2398 | Bergen Generating Station | NJ | Bergen | 2101 | OP | Natural Gas Fired Combined Cycle | CT | IPP Non-CHP | 2 | 183.6 | 168 | 168 | NG | KER | N | [6 empty] | Y | Y | 164 | 164 | 164 | 164 | 6H | 6H | N
15147 | PSEG Fossil LLC | 2398 | Bergen Generating Station | NJ | Bergen | 2201 | OP | Natural Gas Fired Combined Cycle | CT | IPP Non-CHP | 2 | 183.6 | 168 | 168 | NG | KER | N | [6 empty] | Y | Y | 164 | 164 | 164 | 164 | 6H | 6H | N
15147 | PSEG Fossil LLC | 2398 | Bergen Generating Station | NJ | Bergen | 2301 | OP | Natural Gas Fired Combined Cycle | CA | IPP Non-CHP | 2 | 258.4 | 224 | 224 | NG |  | N | [6 empty] | Y | Y | 231 | 231 | 231 | 231 | 6H | 6H | N
15147 | PSEG Fossil LLC | 2399 | PSEG Burlington Generating Station | NJ | Burlington | 121 | OP | Natural Gas Fired Combustion Turbine | GT | IPP Non-CHP | 2 | 60.5 | 42 | 42 | NG | KER | Y | NG | KER |  |  |  |  | Y | Y | 43.5 | 43.5 | 43.5 | 43.5 | 1H | 1H | N
15147 | PSEG Fossil LLC | 2399 | PSEG Burlington Generating Station | NJ | Burlington | 122 | OP | Natural Gas Fired Combustion Turbine | GT | IPP Non-CHP | 2 | 60.5 | 42 | 42 | NG | KER | Y | NG | KER |  |  |  |  | Y | Y | 42.8 | 42.8 | 42.8 | 42.8 | 1H | 1H | N
15147 | PSEG Fossil LLC | 2399 | PSEG Burlington Generating Station | NJ | Burlington | 123 | OP | Natural Gas Fired Combustion Turbine | GT | IPP Non-CHP | 2 | 60.5 | 42 | 42 | NG | KER | Y | NG | KER |  |  |  |  | Y | Y | 42.7 | 42.7 | 42.7 | 42.7 | 1H | 1H | N
15147 | PSEG Fossil LLC | 2399 | PSEG Burlington Generating Station | NJ | Burlington | 124 | OP | Natural Gas Fired Combustion Turbine | GT | IPP Non-CHP | 2 | 60.5 | 42 | 42 | NG | KER | Y | NG | KER |  |  |  |  | Y | Y | 43.5 | 43.5 | 43.5 | 43.5 | 1H | 1H | N
15147 | PSEG Fossil LLC | 2401 | PSEG Essex Generating Station | NJ | Essex | 9 | OP | Natural Gas Fired Combustion Turbine | GT | IPP Non-CHP | 2 | 93.6 | 81 | 81 | NG | KER | Y | NG | KER |  |  |  |  | Y | Y | 81 | 83 | 81 | 83 | 1H | 1H | Y |  | Y
15147 | PSEG Fossil LLC | 2403 | PSEG Hudson Generating Station | NJ | Hudson | 2 | OP | Natural Gas Steam Turbine | ST | IPP Non-CHP | 2 | 659.7 | 620 | 620 | NG | BIT | Y | BIT | NG |  |  |  |  | N
15147 | PSEG Fossil LLC | 2404 | PSEG Kearny Generating Station | NJ | Hudson | N121 | OP | Natural Gas Fired Combustion Turbine | GT | IPP Non-CHP | 2 | 60.5 | 44.5 | 44.5 | NG | KER | Y | NG | KER |  |  |  |  | Y | Y | 43.8 | 44.5 | 43.8 | 44.5 | 1H | 1H | N
15147 | PSEG Fossil LLC | 2404 | PSEG Kearny Generating Station | NJ | Hudson | N122 | OP | Natural Gas Fired Combustion Turbine | GT | IPP Non-CHP | 2 | 60.5 | 44.5 | 44.5 | NG | KER | Y | NG | KER |  |  |  |  | Y | Y | 43.7 | 44.5 | 43.7 | 44.5 | 1H | 1H | N
15147 | PSEG Fossil LLC | 2404 | PSEG Kearny Generating Station | NJ | Hudson | N123 | OP | Natural Gas Fired Combustion Turbine | GT | IPP Non-CHP | 2 | 60.5 | 44.5 | 44.5 | NG | KER | Y | NG | KER |  |  |  |  | Y | Y | 43.8 | 44.5 | 43.8 | 44.5 | 1H | 1H | N
15147 | PSEG Fossil LLC | 2404 | PSEG Kearny Generating Station | NJ | Hudson | N124 | OP | Natural Gas Fired Combustion Turbine | GT | IPP Non-CHP | 2 | 60.5 | 44.5 | 44.5 | NG | KER | Y | NG | KER |  |  |  |  | Y | Y | 43.7 | 44.5 | 43.7 | 44.5 | 1H | 1H | N
15147 | PSEG Fossil LLC | 2406 | PSEG Linden Generating Station | NJ | Union | 1001 | OP | Natural Gas Fired Combined Cycle | CA | IPP Non-CHP | 2 | 315 | 252.7 | 252.7 | NG | DFO | N | [6 empty] | Y | N | 312 | 313 | 250.89 | 250.89 | 6H | 1H | Y | Y | Y | Y
15147 | PSEG Fossil LLC | 2406 | PSEG Linden Generating Station | NJ | Union | 1101 | OP | Natural Gas Fired Combined Cycle | CT | IPP Non-CHP | 2 | 181.4 | 190 | 190 | NG | DFO | N | [6 empty] | Y | Y | 178.5 | 202 | 149.05 | 149.05 | 6H | 1H | Y | Y | Y | Y
15147 | PSEG Fossil LLC | 2406 | PSEG Linden Generating Station | NJ | Union | 1201 | OP | Natural Gas Fired Combined Cycle | CT | IPP Non-CHP | 2 | 181.4 | 190 | 190 | NG | DFO | N | [6 empty] | Y | Y | 178.5 | 202 | 149.05 | 149.05 | 6H | 1H | Y | Y | Y | Y
15147 | PSEG Fossil LLC | 2406 | PSEG Linden Generating Station | NJ | Union | 2001 | OP | Natural Gas Fired Combined Cycle | CA | IPP Non-CHP | 2 | 315 | 252.7 | 252.7 | NG | DFO | N | [6 empty] | Y | Y | 312 | 313 | 250.89 | 250.89 | 6H | 1H | Y | Y | Y | Y
15147 | PSEG Fossil LLC | 2406 | PSEG Linden Generating Station | NJ | Union | 2101 | OP | Natural Gas Fired Combined Cycle | CT | IPP Non-CHP | 2 | 181.4 | 190 | 190 | NG | DFO | N | [6 empty] | Y | Y | 178.5 | 202 | 149.05 | 149.05 | 6H | 1H | Y | Y | Y | Y
15147 | PSEG Fossil LLC | 2406 | PSEG Linden Generating Station | NJ | Union | 2201 | OP | Natural Gas Fired Combined Cycle | CT | IPP Non-CHP | 2 | 181.4 | 190 | 190 | NG | DFO | N | [6 empty] | Y | Y | 178.5 | 202 | 149.05 | 149.05 | 6H | 1H | Y | Y | Y | Y
15147 | PSEG Fossil LLC | 2406 | PSEG Linden Generating Station | NJ | Union | 5 | OP | Natural Gas Fired Combustion Turbine | GT | IPP Non-CHP | 2 | 96.1 | 86 | 86 | NG | KER | Y | NG | KER |  |  |  |  | Y | Y | 86 | 90.5 | 86 | 90.5 | 1H | 1H | Y |  | Y
15147 | PSEG Fossil LLC | 2406 | PSEG Linden Generating Station | NJ | Union | 6 | OP | Natural Gas Fired Combustion Turbine | GT | IPP Non-CHP | 2 | 96.1 | 86 | 86 | NG | KER | Y | NG | KER |  |  |  |  | Y | Y | 86 | 89.5 | 86 | 89.5 | 1H | 1H | Y |  | Y
15147 | PSEG Fossil LLC | 2406 | PSEG Linden Generating Station | NJ | Union | 7 | OP | Natural Gas Fired Combustion Turbine | GT | IPP Non-CHP | 2 | 96.1 | 84 | 84 | NG | KER | Y | NG | KER |  |  |  |  | Y | Y | 84 | 84.1 | 84 | 84.1 | 1H | 1H | Y |  | Y
15147 | PSEG Fossil LLC | 2406 | PSEG Linden Generating Station | NJ | Union | 8 | OP | Natural Gas Fired Combustion Turbine | GT | IPP Non-CHP | 2 | 96.1 | 80.2 | 80.2 | NG | KER | Y | NG | KER |  |  |  |  | Y | Y | 84 | 84.1 | 84 | 84.1 | 1H | 1H | Y |  | Y
15147 | PSEG Fossil LLC | 2408 | PSEG Mercer Generating Station | NJ | Mercer | 1 | OP | Conventional Steam Coal | ST | IPP Non-CHP | 2 | 326.4 | 316 | 316 | BIT | NG | Y | BIT | NG |  |  |  |  | N
15147 | PSEG Fossil LLC | 2408 | PSEG Mercer Generating Station | NJ | Mercer | 2 | OP | Conventional Steam Coal | ST | IPP Non-CHP | 2 | 326.4 | 316 | 316 | BIT | NG | Y | BIT | NG |  |  |  |  | N
19856 | City of Vineland - (NJ) | 2434 | Howard Down | NJ | Cumberland | 11 | OP | Natural Gas Fired Combustion Turbine | GT | Electric Utility | 1 | 68.2 | 60.3 | 60.4 | NG | DFO | N | [6 empty] | Y | Y | 60.3 | 60.4 | 59.2 | 59.2 | 1H | 1H | Y | Y | Y
58971 | Danskammer Energy | 2480 | Danskammer Generating Station | NY | Orange | 1 | OP | Natural Gas Steam Turbine | ST | IPP Non-CHP | 2 | 72 | 60.7 | 65.7 | NG | RFO | Y | RFO | NG |  |  |  |  | Y | Y | 60.7 | 65.7 | 63.5 | 60 | 1H | 1H | Y | Y
58971 | Danskammer Energy | 2480 | Danskammer Generating Station | NY | Orange | 2 | OP | Natural Gas Steam Turbine | ST | IPP Non-CHP | 2 | 73.5 | 59.5 | 64 | NG | RFO | Y | RFO | NG |  |  |  |  | Y | Y | 59 | 64 | 61.7 | 64 | 1H | 1H | Y | Y
3249 | Central Hudson Gas & Elec Corp | 2487 | West Coxsackie | NY | Greene | GT1 | OP | Petroleum Liquids | GT | Electric Utility | 1 | 21.6 | 21.3 | 21.3 | KER | NG | N | [6 empty] | Y | Y | 19.6 | 19.6 | 19.6 | 19.6 | 1H | 1H | Y |  | Y
4226 | Consolidated Edison Co-NY Inc | 2493 | East River | NY | New York | 1 | OP | Natural Gas Fired Combustion Turbine | GT | Electric Utility | 1 | 180 | 150.9 | 192.1 | NG | RFO | N | [6 empty] | Y | N | 143.8 | 192.1 | 143.8 | 182.8 | UNK | UNK | Y |  | Y
4226 | Consolidated Edison Co-NY Inc | 2493 | East River | NY | New York | 2 | OP | Natural Gas Fired Combustion Turbine | GT | Electric Utility | 1 | 180 | 151.8 | 182.8 | NG | RFO | N | [6 empty] | Y | N | 148.3 | 182.8 | 148.3 | 182.8 | UNK | UNK | Y |  | Y
4226 | Consolidated Edison Co-NY Inc | 2493 | East River | NY | New York | 6 | OP | Natural Gas Steam Turbine | ST | Electric Utility | 1 | 156.2 | 141.7 | 140.4 | NG | RFO | N | [6 empty] | Y | Y | 132.2 | 140 | 130 | 140 | 6H | 6H | Y |  |  | Y
4226 | Consolidated Edison Co-NY Inc | 2493 | East River | NY | New York | 7 | OP | Natural Gas Steam Turbine | ST | Electric Utility | 1 | 200 | 184.9 | 183.8 | NG | DFO | N | [6 empty] | Y | Y | 176.7 | 185 | 170 | 185 | 6H | 6H | Y |  |  | Y
54863 | U S Power Generating Company LLC | 2494 | Gowanus Gas Turbines Generating | NY | Kings | GT21 | OP | Natural Gas Fired Combustion Turbine | GT | IPP Non-CHP | 2 | 20 | 17.3 | 21.4 | NG | DFO | Y | NG | DFO |  |  |  |  | Y | Y | 17.2 | 20.6 | 17.2 | 20.6 | 1H | 1H | Y |  | Y
54863 | U S Power Generating Company LLC | 2494 | Gowanus Gas Turbines Generating | NY | Kings | GT22 | OP | Natural Gas Fired Combustion Turbine | GT | IPP Non-CHP | 2 | 20 | 18.3 | 22 | NG | DFO | Y | NG | DFO |  |  |  |  | Y | Y | 17.7 | 21.8 | 17.7 | 21.8 | 1H | 1H | Y |  | Y
54863 | U S Power Generating Company LLC | 2494 | Gowanus Gas Turbines Generating | NY | Kings | GT23 | OP | Natural Gas Fired Combustion Turbine | GT | IPP Non-CHP | 2 | 20 | 19.1 | 24.2 | NG | DFO | Y | NG | DFO |  |  |  |  | Y | Y | 19.2 | 23.3 | 19.2 | 23.3 | 1H | 1H | Y |  | Y
54863 | U S Power Generating Company LLC | 2494 | Gowanus Gas Turbines Generating | NY | Kings | GT24 | OP | Natural Gas Fired Combustion Turbine | GT | IPP Non-CHP | 2 | 20 | 17.4 | 22.2 | NG | DFO | Y | NG | DFO |  |  |  |  | Y | Y | 17.2 | 21 | 17.2 | 21 | 1H | 1H | Y |  | Y
54863 | U S Power Generating Company LLC | 2494 | Gowanus Gas Turbines Generating | NY | Kings | GT25 | OP | Natural Gas Fired Combustion Turbine | GT | IPP Non-CHP | 2 | 20 | 17 | 21.4 | NG | DFO | Y | NG | DFO |  |  |  |  | Y | Y | 17.4 | 21 | 17.4 | 21 | 1H | 1H | Y |  | Y
54863 | U S Power Generating Company LLC | 2494 | Gowanus Gas Turbines Generating | NY | Kings | GT26 | OP | Natural Gas Fired Combustion Turbine | GT | IPP Non-CHP | 2 | 20 | 19.1 | 23.6 | NG | DFO | Y | NG | DFO |  |  |  |  | Y | Y | 18.7 | 23 | 18.7 | 23 | 1H | 1H | Y |  | Y
54863 | U S Power Generating Company LLC | 2494 | Gowanus Gas Turbines Generating | NY | Kings | GT27 | OP | Natural Gas Fired Combustion Turbine | GT | IPP Non-CHP | 2 | 20 | 18.5 | 23 | NG | DFO | Y | NG | DFO |  |  |  |  | Y | Y | 18.1 | 22.7 | 18.1 | 22.7 | 1H | 1H | Y |  | Y
54863 | U S Power Generating Company LLC | 2494 | Gowanus Gas Turbines Generating | NY | Kings | GT28 | OP | Natural Gas Fired Combustion Turbine | GT | IPP Non-CHP | 2 | 20 | 17 | 21.5 | NG | DFO | Y | NG | DFO |  |  |  |  | Y | Y | 17.5 | 21.3 | 17.5 | 21.3 | 1H | 1H | Y |  | Y
54863 | U S Power Generating Company LLC | 2494 | Gowanus Gas Turbines Generating | NY | Kings | GT31 | OP | Natural Gas Fired Combustion Turbine | GT | IPP Non-CHP | 2 | 20 | 16.9 | 22 | NG | DFO | Y | NG | DFO |  |  |  |  | Y | Y | 17.3 | 20.1 | 17.3 | 20.1 | 1H | 1H | Y |  | Y
54863 | U S Power Generating Company LLC | 2494 | Gowanus Gas Turbines Generating | NY | Kings | GT32 | OP | Natural Gas Fired Combustion Turbine | GT | IPP Non-CHP | 2 | 20 | 16.9 | 21.9 | NG | DFO | Y | NG | DFO |  |  |  |  | Y | Y | 17.3 | 20.4 | 17.3 | 20.4 | 1H | 1H | Y |  | Y
54863 | U S Power Generating Company LLC | 2494 | Gowanus Gas Turbines Generating | NY | Kings | GT33 | OP | Natural Gas Fired Combustion Turbine | GT | IPP Non-CHP | 2 | 20 | 18 | 23.9 | NG | DFO | Y | NG | DFO |  |  |  |  | Y | Y | 18.4 | 23.5 | 18.4 | 23.5 | 1H | 1H | Y |  | Y
54863 | U S Power Generating Company LLC | 2494 | Gowanus Gas Turbines Generating | NY | Kings | GT34 | OP | Natural Gas Fired Combustion Turbine | GT | IPP Non-CHP | 2 | 20 | 16.3 | 21.7 | NG | DFO | Y | NG | DFO |  |  |  |  | Y | Y | 16.5 | 21 | 16.5 | 21 | 1H | 1H | Y |  | Y
54863 | U S Power Generating Company LLC | 2494 | Gowanus Gas Turbines Generating | NY | Kings | GT35 | OP | Natural Gas Fired Combustion Turbine | GT | IPP Non-CHP | 2 | 20 | 17.3 | 24 | NG | DFO | Y | NG | DFO |  |  |  |  | Y | Y | 18.2 | 21.2 | 18.2 | 21.2 | 1H | 1H | Y |  | Y
54863 | U S Power Generating Company LLC | 2494 | Gowanus Gas Turbines Generating | NY | Kings | GT36 | OP | Natural Gas Fired Combustion Turbine | GT | IPP Non-CHP | 2 | 20 | 15.4 | 20 | NG | DFO | Y | NG | DFO |  |  |  |  | Y | Y | 15.6 | 18.9 | 15.6 | 18.9 | 1H | 1H | Y |  | Y
54863 | U S Power Generating Company LLC | 2494 | Gowanus Gas Turbines Generating | NY | Kings | GT37 | OP | Natural Gas Fired Combustion Turbine | GT | IPP Non-CHP | 2 | 20 | 18 | 24.2 | NG | DFO | Y | NG | DFO |  |  |  |  | Y | Y | 18.2 | 20.1 | 18.2 | 20.1 | 1H | 1H | Y |  | Y
54863 | U S Power Generating Company LLC | 2494 | Gowanus Gas Turbines Generating | NY | Kings | GT38 | OP | Natural Gas Fired Combustion Turbine | GT | IPP Non-CHP | 2 | 20 | 17.6 | 23.8 | NG | DFO | Y | NG | DFO |  |  |  |  | Y | Y | 17.9 | 22.4 | 17.9 | 22.4 | 1H | 1H | Y |  | Y
54863 | U S Power Generating Company LLC | 2499 | Narrows Gas Turbines Generating | NY | Kings | NT11 | OP | Natural Gas Fired Combustion Turbine | GT | IPP Non-CHP | 2 | 22 | 19.2 | 23.6 | NG | DFO | Y | NG | DFO |  |  |  |  | Y | Y | 19.1 | 21.9 | 19.1 | 21.9 | 1H | 1H | Y |  | Y
54863 | U S Power Generating Company LLC | 2499 | Narrows Gas Turbines Generating | NY | Kings | NT12 | OP | Natural Gas Fired Combustion Turbine | GT | IPP Non-CHP | 2 | 22 | 17.2 | 22.2 | NG | DFO | Y | NG | DFO |  |  |  |  | Y | Y | 17.3 | 20.7 | 17.3 | 20.7 | 1H | 1H | Y |  | Y
54863 | U S Power Generating Company LLC | 2499 | Narrows Gas Turbines Generating | NY | Kings | NT13 | OP | Natural Gas Fired Combustion Turbine | GT | IPP Non-CHP | 2 | 22 | 18.2 | 23.3 | NG | DFO | Y | NG | DFO |  |  |  |  | Y | Y | 18.3 | 22.8 | 18.3 | 22.8 | 1H | 1H | Y |  | Y
54863 | U S Power Generating Company LLC | 2499 | Narrows Gas Turbines Generating | NY | Kings | NT14 | OP | Natural Gas Fired Combustion Turbine | GT | IPP Non-CHP | 2 | 22 | 19.2 | 24.2 | NG | DFO | Y | NG | DFO |  |  |  |  | Y | Y | 18.4 | 23.1 | 18.4 | 23.1 | 1H | 1H | Y |  | Y
54863 | U S Power Generating Company LLC | 2499 | Narrows Gas Turbines Generating | NY | Kings | NT15 | OP | Natural Gas Fired Combustion Turbine | GT | IPP Non-CHP | 2 | 22 | 18.5 | 24.5 | NG | DFO | Y | NG | DFO |  |  |  |  | Y | Y | 18.6 | 22.7 | 18.6 | 22.7 | 1H | 1H | Y |  | Y
54863 | U S Power Generating Company LLC | 2499 | Narrows Gas Turbines Generating | NY | Kings | NT16 | OP | Natural Gas Fired Combustion Turbine | GT | IPP Non-CHP | 2 | 22 | 16.1 | 21.7 | NG | DFO | Y | NG | DFO |  |  |  |  | Y | Y | 16.6 | 20 | 16.6 | 20 | 1H | 1H | Y |  | Y
54863 | U S Power Generating Company LLC | 2499 | Narrows Gas Turbines Generating | NY | Kings | NT17 | OP | Natural Gas Fired Combustion Turbine | GT | IPP Non-CHP | 2 | 22 | 16.2 | 21.7 | NG | DFO | Y | NG | DFO |  |  |  |  | Y | Y | 16.6 | 20.4 | 16.6 | 20.4 | 1H | 1H | Y |  | Y
54863 | U S Power Generating Company LLC | 2499 | Narrows Gas Turbines Generating | NY | Kings | NT18 | OP | Natural Gas Fired Combustion Turbine | GT | IPP Non-CHP | 2 | 22 | 17.2 | 22.6 | NG | DFO | Y | NG | DFO |  |  |  |  | Y | Y | 16.6 | 20.5 | 16.6 | 20.5 | 1H | 1H | Y |  | Y
54863 | U S Power Generating Company LLC | 2499 | Narrows Gas Turbines Generating | NY | Kings | NT21 | OP | Natural Gas Fired Combustion Turbine | GT | IPP Non-CHP | 2 | 22 | 19 | 24 | NG | DFO | Y | NG | DFO |  |  |  |  | Y | Y | 18.8 | 22.6 | 18.8 | 22.6 | 1H | 1H | Y |  | Y
54863 | U S Power Generating Company LLC | 2499 | Narrows Gas Turbines Generating | NY | Kings | NT22 | OP | Natural Gas Fired Combustion Turbine | GT | IPP Non-CHP | 2 | 22 | 17.2 | 21 | NG | DFO | Y | NG | DFO |  |  |  |  | Y | Y | 17.3 | 21 | 17.3 | 21 | 1H | 1H | Y |  | Y
54863 | U S Power Generating Company LLC | 2499 | Narrows Gas Turbines Generating | NY | Kings | NT23 | OP | Natural Gas Fired Combustion Turbine | GT | IPP Non-CHP | 2 | 22 | 18.1 | 22 | NG | DFO | Y | NG | DFO |  |  |  |  | Y | Y | 18.4 | 22.4 | 18.4 | 22.4 | 1H | 1H | Y |  | Y
54863 | U S Power Generating Company LLC | 2499 | Narrows Gas Turbines Generating | NY | Kings | NT24 | OP | Natural Gas Fired Combustion Turbine | GT | IPP Non-CHP | 2 | 22 | 18.4 | 21.9 | NG | DFO | Y | NG | DFO |  |  |  |  | Y | Y | 17.3 | 21.4 | 17.3 | 21.4 | 1H | 1H | Y |  | Y
54863 | U S Power Generating Company LLC | 2499 | Narrows Gas Turbines Generating | NY | Kings | NT25 | OP | Natural Gas Fired Combustion Turbine | GT | IPP Non-CHP | 2 | 22 | 17.9 | 22.8 | NG | DFO | Y | NG | DFO |  |  |  |  | Y | Y | 18.2 | 22.2 | 18.2 | 22.2 | 1H | 1H | Y |  | Y
54863 | U S Power Generating Company LLC | 2499 | Narrows Gas Turbines Generating | NY | Kings | NT26 | OP | Natural Gas Fired Combustion Turbine | GT | IPP Non-CHP | 2 | 22 | 15.8 | 20.7 | NG | DFO | Y | NG | DFO |  |  |  |  | Y | Y | 15.9 | 19.5 | 15.9 | 19.5 | 1H | 1H | Y |  | Y
54863 | U S Power Generating Company LLC | 2499 | Narrows Gas Turbines Generating | NY | Kings | NT27 | OP | Natural Gas Fired Combustion Turbine | GT | IPP Non-CHP | 2 | 22 | 18.7 | 23.8 | NG | DFO | Y | NG | DFO |  |  |  |  | Y | Y | 18.7 | 22.8 | 18.7 | 22.8 | 1H | 1H | Y |  | Y
54863 | U S Power Generating Company LLC | 2499 | Narrows Gas Turbines Generating | NY | Kings | NT28 | OP | Natural Gas Fired Combustion Turbine | GT | IPP Non-CHP | 2 | 22 | 16.5 | 20.8 | NG | DFO | Y | NG | DFO |  |  |  |  | Y | Y | 16.9 | 20.1 | 16.9 | 20.1 | 1H | 1H | Y |  | Y
10023 | TC Ravenswood LLC | 2500 | Ravenswood | NY | Queens | 1 | OP | Natural Gas Steam Turbine | ST | IPP Non-CHP | 2 | 400 | 365.2 | 363.2 | NG | RFO | Y | NG | RFO |  |  |  |  | Y | Y | 365.2 | 363.2 | 365.2 | 363.2 | 6H | 6H | Y |  | Y
10023 | TC Ravenswood LLC | 2500 | Ravenswood | NY | Queens | 2 | OP | Natural Gas Steam Turbine | ST | IPP Non-CHP | 2 | 400 | 366.5 | 374.7 | NG | RFO | Y | NG | RFO |  |  |  |  | Y | Y | 366.5 | 374.7 | 366.5 | 374.7 | 6H | 6H | Y |  | Y
10023 | TC Ravenswood LLC | 2500 | Ravenswood | NY | Queens | 3 | OP | Natural Gas Steam Turbine | ST | IPP Non-CHP | 2 | 1027 | 968.9 | 964.4 | NG | RFO | Y | NG | RFO |  |  |  |  | Y | Y | 968.9 | 964.4 | 968.9 | 964.4 | 6H | 6H | Y |  | Y
10023 | TC Ravenswood LLC | 2500 | Ravenswood | NY | Queens | 4 | OP | Natural Gas Fired Combined Cycle | CT | IPP Non-CHP | 2 | 170 | 157 | 191.2 | NG | KER | N | [6 empty] | Y | Y | 157 | 191.2 | 157 | 191.2 | 6H | 6H | Y | Y | Y
10023 | TC Ravenswood LLC | 2500 | Ravenswood | NY | Queens | 4S | OP | Natural Gas Fired Combined Cycle | CA | IPP Non-CHP | 2 | 80 | 75.3 | 82.4 | NG | KER | N | [6 empty] | Y | Y | 75.3 | 82.4 | 75.3 | 82.4 | 6H | 6H | Y | Y | Y
10023 | TC Ravenswood LLC | 2500 | Ravenswood | NY | Queens | GT10 | SB | Natural Gas Fired Combustion Turbine | GT | IPP Non-CHP | 2 | 25 | 17.8 | 23 | NG | KER | N | [6 empty] | Y | Y | 17.8 | 23 | 17.8 | 23 | 1H | 1H | Y | Y | Y
10023 | TC Ravenswood LLC | 2500 | Ravenswood | NY | Queens | GT11 | SB | Natural Gas Fired Combustion Turbine | GT | IPP Non-CHP | 2 | 25 | 16.8 | 25 | NG | KER | N | [6 empty] | Y | Y | 16.8 | 25 | 16.8 | 25 | 1H | 1H | Y | Y | Y
10023 | TC Ravenswood LLC | 2500 | Ravenswood | NY | Queens | GT4 | SB | Natural Gas Fired Combustion Turbine | GT | IPP Non-CHP | 2 | 21.1 | 12.9 | 15.6 | NG | KER | N | [6 empty] | Y | Y | 12.9 | 15.6 | 12.9 | 15.6 | 1H | 1H | Y | Y | Y
10023 | TC Ravenswood LLC | 2500 | Ravenswood | NY | Queens | GT5 | SB | Natural Gas Fired Combustion Turbine | GT | IPP Non-CHP | 2 | 21.1 | 15.5 | 17.2 | NG | KER | N | [6 empty] | Y | Y | 15.5 | 17.2 | 15.5 | 17.2 | 1H | 1H | Y | Y | Y
10023 | TC Ravenswood LLC | 2500 | Ravenswood | NY | Queens | GT6 | SB | Natural Gas Fired Combustion Turbine | GT | IPP Non-CHP | 2 | 22 | 12.6 | 16.5 | NG | KER | N | [6 empty] | Y | Y | 12.6 | 16.5 | 12.6 | 16.5 | 1H | 1H | Y | Y | Y
10023 | TC Ravenswood LLC | 2500 | Ravenswood | NY | Queens | GT7 | OS | Natural Gas Fired Combustion Turbine | GT | IPP Non-CHP | 2 | 22 |  |  | NG | KER | N | [6 empty] | Y | Y | [6 empty] | N
10023 | TC Ravenswood LLC | 2500 | Ravenswood | NY | Queens | GT9 | SB | Natural Gas Fired Combustion Turbine | GT | IPP Non-CHP | 2 | 25 | 16.8 | 22.2 | NG | KER | N | [6 empty] | Y | Y | 16.8 | 22.2 | 16.8 | 22.2 | 1H | 1H | Y | Y | Y
4226 | Consolidated Edison Co-NY Inc | 2503 | 59th Street | NY | New York | GT1 | OP | Natural Gas Fired Combustion Turbine | GT | Electric Utility | 1 | 17.1 | 14.9 | 15 | NG |  | N | [6 empty] | Y | [5 empty] | UNK | UNK
56505 | National Grid Generation LLC | 2511 | E F Barrett | NY | Nassau | 10 | OP | Natural Gas Fired Combustion Turbine | GT | Electric Utility | 1 | 41.8 | 39.6 | 49.7 | NG | DFO | N | [6 empty] | Y | Y | 39.5 | 49.3 | 39.5 | 49.3 | 1H | 1H | N
56505 | National Grid Generation LLC | 2511 | E F Barrett | NY | Nassau | 11 | OP | Natural Gas Fired Combustion Turbine | GT | Electric Utility | 1 | 41.8 | 40.1 | 49.7 | NG | DFO | N | [6 empty] | Y | Y | 40 | 49.3 | 40 | 49.3 | 1H | 1H | N
56505 | National Grid Generation LLC | 2511 | E F Barrett | NY | Nassau | 12 | OP | Natural Gas Fired Combustion Turbine | GT | Electric Utility | 1 | 41.8 | 40.9 | 49.3 | NG | DFO | N | [6 empty] | Y | Y | 40.2 | 48.8 | 40.2 | 48.8 | 1H | 1H | N
56505 | National Grid Generation LLC | 2511 | E F Barrett | NY | Nassau | 3 | OP | Natural Gas Fired Combustion Turbine | GT | Electric Utility | 1 | 18 | 17.2 | 20 | NG | DFO | N | [6 empty] | Y | Y | 17.5 | 20.4 | 17.5 | 20.4 | 1H | 1H | N
56505 | National Grid Generation LLC | 2511 | E F Barrett | NY | Nassau | 4 | OP | Natural Gas Fired Combustion Turbine | GT | Electric Utility | 1 | 18 | 17.1 | 19.2 | NG | DFO | N | [6 empty] | Y | Y | 17.7 | 20.5 | 17.7 | 20.5 | 1H | 1H | N
56505 | National Grid Generation LLC | 2511 | E F Barrett | NY | Nassau | 5 | OP | Natural Gas Fired Combustion Turbine | GT | Electric Utility | 1 | 18 | 17.3 | 19.9 | NG | DFO | N | [6 empty] | Y | Y | 17 | 20 | 17 | 20 | 1H | 1H | N
56505 | National Grid Generation LLC | 2511 | E F Barrett | NY | Nassau | 6 | OP | Natural Gas Fired Combustion Turbine | GT | Electric Utility | 1 | 18 | 17.8 | 20 | NG | DFO | N | [6 empty] | Y | Y | 16.7 | 20.2 | 16.7 | 20.2 | 1H | 1H | N
56505 | National Grid Generation LLC | 2511 | E F Barrett | NY | Nassau | 8 | OP | Natural Gas Fired Combustion Turbine | GT | Electric Utility | 1 | 18 | 16.9 | 20.4 | NG | DFO | N | [6 empty] | Y | Y | 17 | 20 | 17 | 20 | 1H | 1H | N
56505 | National Grid Generation LLC | 2511 | E F Barrett | NY | Nassau | 9 | OP | Natural Gas Fired Combustion Turbine | GT | Electric Utility | 1 | 41.8 | 40.7 | 50.3 | NG | DFO | N | [6 empty] | Y | Y | 39.8 | 49.2 | 39.8 | 49.2 | 1H | 1H | N
56505 | National Grid Generation LLC | 2511 | E F Barrett | NY | Nassau | GT1 | OP | Natural Gas Fired Combustion Turbine | GT | Electric Utility | 1 | 18 | 17.4 | 16 | NG | DFO | N | [6 empty] | Y | Y | 16.3 | 19.3 | 16.3 | 19.3 | 1H | 1H | N
56505 | National Grid Generation LLC | 2511 | E F Barrett | NY | Nassau | GT2 | OP | Natural Gas Fired Combustion Turbine | GT | Electric Utility | 1 | 18 | 17.5 | 18.7 | NG | DFO | N | [6 empty] | Y | Y | 14.9 | 17.5 | 14.9 | 17.5 | 1H | 1H | N
56505 | National Grid Generation LLC | 2511 | E F Barrett | NY | Nassau | ST1 | OP | Natural Gas Steam Turbine | ST | Electric Utility | 1 | 188 | 193 | 199.2 | NG | RFO | Y | NG | RFO |  |  |  |  | Y | Y | 195.2 | 194.5 | 195.2 | 194.5 | 6H | 6H | Y | Y
56505 | National Grid Generation LLC | 2511 | E F Barrett | NY | Nassau | ST2 | OP | Natural Gas Steam Turbine | ST | Electric Utility | 1 | 188 | 192.7 | 196 | NG | RFO | Y | NG | RFO |  |  |  |  | Y | Y | 196.2 | 194.2 | 196.2 | 194.2 | 6H | 6H | Y | Y
56505 | National Grid Generation LLC | 2516 | Northport | NY | Suffolk | 2 | OP | Natural Gas Steam Turbine | ST | Electric Utility | 1 | 387 | 399 | 399 | NG | RFO | Y | NG | RFO |  |  |  |  | Y | Y | 393.5 | 393.5 | 393.5 | 393.5 | 6H | 6H | N
56505 | National Grid Generation LLC | 2516 | Northport | NY | Suffolk | 3 | OP | Natural Gas Steam Turbine | ST | Electric Utility | 1 | 387 | 390.5 | 390 | NG | RFO | Y | NG | RFO |  |  |  |  | Y | Y | 396 | 397 | 396 | 397 | 6H | 6H | N
56505 | National Grid Generation LLC | 2516 | Northport | NY | Suffolk | 4 | OP | Natural Gas Steam Turbine | ST | Electric Utility | 1 | 387 | 391.7 | 386.2 | NG | RFO | Y | NG | RFO |  |  |  |  | Y | Y | 395.5 | 395 | 395.5 | 395 | 6H | 6H | N
56505 | National Grid Generation LLC | 2516 | Northport | NY | Suffolk | ST1 | OP | Natural Gas Steam Turbine | ST | Electric Utility | 1 | 387 | 399.5 | 397 | NG | RFO | Y | NG | RFO |  |  |  |  | Y | Y | 397.7 | 387.7 | 397.7 | 387.7 | 6H | 6H | N
56505 | National Grid Generation LLC | 2517 | Port Jefferson | NY | Suffolk | 3 | OP | Natural Gas Steam Turbine | ST | Electric Utility | 1 | 188 | 190.3 | 188.5 | NG | RFO | Y | NG | RFO |  |  |  |  | Y | Y | 195 | 193.5 | 195 | 193.5 | 6H | 6H | N
56505 | National Grid Generation LLC | 2517 | Port Jefferson | NY | Suffolk | 4 | OP | Natural Gas Steam Turbine | ST | Electric Utility | 1 | 188 | 189.5 | 198.2 | NG | RFO | Y | NG | RFO |  |  |  |  | Y | Y | 197.7 | 194.5 | 197.7 | 194.5 | 6H | 6H | N
56505 | National Grid Generation LLC | 2517 | Port Jefferson | NY | Suffolk | GT2 | OP | Natural Gas Fired Combustion Turbine | GT | Electric Utility | 1 | 53 | 40.5 | 45.7 | NG | KER | N | [6 empty] | Y | Y | 43.3 | 48.1 | 43.3 | 48.1 | 1H | 1H | Y |  | Y
56505 | National Grid Generation LLC | 2517 | Port Jefferson | NY | Suffolk | GT3 | OP | Natural Gas Fired Combustion Turbine | GT | Electric Utility | 1 | 53 | 41.1 | 46.3 | NG | KER | N | [6 empty] | Y | Y | 39.7 | 46 | 39.7 | 46 | 1H | 1H | Y |  | Y
25 | Greenidge Generation Holdings LLC | 2527 | Greenidge Generation LLC | NY | Yates | 4 | OP | Conventional Steam Coal | ST | IPP Non-CHP | 2 | 112 | 107.5 | 106.3 | BIT | NG | Y | BIT | NG | WDS | SUB | DFO |  | N | N
14294 | PSEG Power New York Inc | 2539 | Bethlehem Energy Center | NY | Albany | 5 | OP | Natural Gas Fired Combined Cycle | CT | IPP Non-CHP | 2 | 194.3 | 166.6 | 187.9 | NG | KER | N | [6 empty] | Y | Y | 170.5 | 191.1 | 170.5 | 191.1 | UNK | UNK | Y | Y
14294 | PSEG Power New York Inc | 2539 | Bethlehem Energy Center | NY | Albany | 6 | OP | Natural Gas Fired Combined Cycle | CT | IPP Non-CHP | 2 | 194.3 | 166.6 | 187.9 | NG | KER | N | [6 empty] | Y | Y | 170.5 | 191.1 | 170.5 | 191.1 | UNK | UNK | Y | Y
14294 | PSEG Power New York Inc | 2539 | Bethlehem Energy Center | NY | Albany | 7 | OP | Natural Gas Fired Combined Cycle | CT | IPP Non-CHP | 2 | 194.3 | 166.6 | 187.9 | NG | KER | N | [6 empty] | Y | Y | 170.5 | 191.1 | 170.5 | 191.1 | UNK | UNK | Y | Y
14294 | PSEG Power New York Inc | 2539 | Bethlehem Energy Center | NY | Albany | 8 | OP | Natural Gas Fired Combined Cycle | CA | IPP Non-CHP | 2 | 310.2 | 257 | 296.6 | NG | KER | N | [6 empty] | Y | Y | 263 | 300 | 263 | 300 | UNK | UNK | Y | Y
13923 | NRG Oswego Harbor Power Operations Inc | 2594 | Oswego Harbor Power | NY | Oswego | ST6 | OP | Petroleum Liquids | ST | IPP Non-CHP | 2 | 901.8 | 823.5 | 816.3 | RFO | NG | Y | RFO | NG |  |  |  |  | Y | Y | 180 | 180 | 850 | 850 | 6H | UNK | Y | Y
12792 | NRG New York LLC | 2625 | Bowline Point | NY | Rockland | 1 | OP | Natural Gas Steam Turbine | ST | IPP Non-CHP | 2 | 621 | 575 | 578 | NG | RFO | Y | NG | RFO |  |  |  |  | Y | Y | 572 | 572 | 572 | 572 | 6H | 6H | Y | Y
12792 | NRG New York LLC | 2625 | Bowline Point | NY | Rockland | 2 | OP | Natural Gas Steam Turbine | ST | IPP Non-CHP | 2 | 621 | 562 | 567 | NG | RFO | Y | NG | RFO |  |  |  |  | Y | Y | 562 | 567 | 562 | 567 | 6H | 6H | Y | Y
56142 | Alliance NYGT, LLC | 2628 | Hillburn | NY | Rockland | GEN1 | OP | Natural Gas Fired Combustion Turbine | GT | IPP Non-CHP | 2 | 46.5 | 33.1 | 43.8 | NG | KER | N | [6 empty] | Y | N | 33.1 | 43 | 33.1 | 43 | 1H | 1H | Y |  | Y
56142 | Alliance NYGT, LLC | 2632 | Shoemaker | NY | Orange | SHOE | OP | Natural Gas Fired Combustion Turbine | GT | IPP Non-CHP | 2 | 41.9 | 33 | 40 | NG | KER | N | [6 empty] | Y | N | 33 | 43 | 33 | 43 | 1H | 1H | Y |  | Y
6775 | Village of Freeport - (NY) | 2679 | Plant No 2 Freeport | NY | Nassau | CT5 | OP | Natural Gas Fired Combustion Turbine | GT | Electric Utility | 1 | 60.5 | 49 | 49 | NG | KER | N | [6 empty] | Y | Y | 49.5 | 49.5 | 49.5 | 49.5 | 6H | 1H | N
16217 | Village of Rockville Centre - (NY) | 2695 | Charles P Keller | NY | Nassau | 10 | OP | Natural Gas Internal Combustion Engine | IC | Electric Utility | 1 | 3.5 | 3.2 | 3.2 | NG | DFO | N | [6 empty] | Y | Y | 2.9 | 2.9 | 3.2 | 3.2 | 1H | 1H | Y | Y | Y
16217 | Village of Rockville Centre - (NY) | 2695 | Charles P Keller | NY | Nassau | 11 | OP | Natural Gas Internal Combustion Engine | IC | Electric Utility | 1 | 5.2 | 5.2 | 5.2 | NG | DFO | N | [6 empty] | Y | Y | 4.95 | 4.95 | 5.2 | 5.2 | 1H | 1H | Y | Y | Y
16217 | Village of Rockville Centre - (NY) | 2695 | Charles P Keller | NY | Nassau | 12 | OP | Natural Gas Internal Combustion Engine | IC | Electric Utility | 1 | 5.5 | 5.5 | 5.5 | NG | DFO | N | [6 empty] | Y | Y | 5.2 | 5.2 | 5.5 | 5.5 | 1H | 1H | Y | Y | Y
16217 | Village of Rockville Centre - (NY) | 2695 | Charles P Keller | NY | Nassau | 13 | OP | Natural Gas Internal Combustion Engine | IC | Electric Utility | 1 | 5.5 | 5.5 | 5.5 | NG | DFO | N | [6 empty] | Y | Y | 5.2 | 5.2 | 5.5 | 5.5 | 1H | 1H | Y | Y | Y
16217 | Village of Rockville Centre - (NY) | 2695 | Charles P Keller | NY | Nassau | 14 | OP | Natural Gas Internal Combustion Engine | IC | Electric Utility | 1 | 6.2 | 6.2 | 6.2 | NG | DFO | N | [6 empty] | Y | Y | 6.2 | 6.2 | 6.2 | 6.2 | 1H | 1H | Y | Y | Y
16217 | Village of Rockville Centre - (NY) | 2695 | Charles P Keller | NY | Nassau | 9 | OP | Natural Gas Internal Combustion Engine | IC | Electric Utility | 1 | 3.5 | 3.2 | 3.2 | NG | DFO | N | [6 empty] | Y | Y | 2.9 | 2.9 | 3.2 | 3.2 | 1H | 1H | Y | Y | Y
3046 | Duke Energy Progress - (NC) | 2706 | Asheville | NC | Buncombe | GT1 | OP | Natural Gas Fired Combustion Turbine | GT | Electric Utility | 1 | 211.7 | 164 | 185 | NG | DFO | Y | DFO | NG |  |  |  |  | Y | Y | 164 | 185 | 164 | 185 | 1H | 1H | Y | Y | Y | Y
3046 | Duke Energy Progress - (NC) | 2706 | Asheville | NC | Buncombe | GT2 | OP | Natural Gas Fired Combustion Turbine | GT | Electric Utility | 1 | 211.8 | 160 | 185 | NG | DFO | Y | DFO | NG |  |  |  |  | Y | Y | 160 | 185 | 160 | 185 | 1H | 1H | Y | Y | Y | Y
3046 | Duke Energy Progress - (NC) | 2713 | L V Sutton Steam | NC | New Hanover | GTA | OP | Petroleum Liquids | GT | Electric Utility | 1 | 37.5 | 24 | 31 | DFO | [8 empty] | Y |  | 24 | 31 | 24 | 31 | 6H |  | Y | Y | Y
3046 | Duke Energy Progress - (NC) | 2713 | L V Sutton Steam | NC | New Hanover | GTB | OP | Petroleum Liquids | GT | Electric Utility | 1 | 37.5 | 26 | 33 | DFO | [8 empty] | Y |  | 26 | 31 | 26 | 31 | 6H |  | Y | Y | Y
4922 | Dayton Power & Light Co | 2847 | Frank M Tait | OH | Montgomery | GT1 | OP | Natural Gas Fired Combustion Turbine | GT | Electric Utility | 1 | 103.5 | 88 | 100 | NG | DFO | N | [6 empty] | Y | Y | 88 | 100 | 88 | 100 | 6H | 6H | N
4922 | Dayton Power & Light Co | 2847 | Frank M Tait | OH | Montgomery | GT2 | OP | Natural Gas Fired Combustion Turbine | GT | Electric Utility | 1 | 106.1 | 89 | 102 | NG | DFO | N | [6 empty] | Y | Y | 89 | 102 | 89 | 102 | 6H | 6H | N
4922 | Dayton Power & Light Co | 2847 | Frank M Tait | OH | Montgomery | GT3 | OP | Natural Gas Fired Combustion Turbine | GT | Electric Utility | 1 | 84.2 | 79 | 102 | NG | DFO | N | [6 empty] | Y | Y | 79 | 102 | 79 | 102 | 6H | 6H | N
4922 | Dayton Power & Light Co | 2847 | Frank M Tait | OH | Montgomery | IC1 | OP | Petroleum Liquids | IC | Electric Utility | 1 | 2.7 | 2.5 | 2.5 | DFO | NG | N | [6 empty] | Y | Y | 80 | 100 | 80 | 100 | 6H | 6H | N
4922 | Dayton Power & Light Co | 2847 | Frank M Tait | OH | Montgomery | IC2 | OP | Petroleum Liquids | IC | Electric Utility | 1 | 2.7 | 2.5 | 2.5 | DFO | NG | N | [6 empty] | Y | Y | 80 | 100 | 80 | 100 | 6H | 6H | N
4922 | Dayton Power & Light Co | 2847 | Frank M Tait | OH | Montgomery | IC3 | OP | Petroleum Liquids | IC | Electric Utility | 1 | 2.7 | 2.5 | 2.5 | DFO | NG | N | [6 empty] | Y | Y | 80 | 100 | 80 | 100 | 6H | 6H | N
4922 | Dayton Power & Light Co | 2847 | Frank M Tait | OH | Montgomery | IC4 | OP | Petroleum Liquids | IC | Electric Utility | 1 | 2.7 | 2.5 | 2.5 | DFO |  | N | [6 empty] | Y |  | 80 |  | 80 | 80 | 6H | 6H
4922 | Dayton Power & Light Co | 2848 | O H Hutchings | OH | Montgomery | 7 | OP | Natural Gas Fired Combustion Turbine | GT | Electric Utility | 1 | 32.6 | 25 | 33 | NG | DFO | N | [6 empty] | Y | Y | 25 | 33 | 25 | 33 | 72H | 72H | N
4922 | Dayton Power & Light Co | 2854 | Yankee Street | OH | Montgomery | 1 | OP | Natural Gas Fired Combustion Turbine | GT | Electric Utility | 1 | 18.5 | 19.5 | 22 | NG | DFO | N | [6 empty] | Y | Y | 19.5 | 22 | 19.5 | 22 | 6H | 6H | N
4922 | Dayton Power & Light Co | 2854 | Yankee Street | OH | Montgomery | 2 | OP | Natural Gas Fired Combustion Turbine | GT | Electric Utility | 1 | 18.5 | 19.5 | 22 | NG | DFO | N | [6 empty] | Y | Y | 19.5 | 22 | 19.5 | 22 | 6H | 6H | N
4922 | Dayton Power & Light Co | 2854 | Yankee Street | OH | Montgomery | 3 | OP | Natural Gas Fired Combustion Turbine | GT | Electric Utility | 1 | 18.5 | 19.3 | 22 | NG | DFO | N | [6 empty] | Y | Y | 19.3 | 22 | 19.3 | 22 | 6H | 6H | N
4922 | Dayton Power & Light Co | 2854 | Yankee Street | OH | Montgomery | 4 | OP | Natural Gas Fired Combustion Turbine | GT | Electric Utility | 1 | 17.5 | 11 | 11 | NG | DFO | N | [6 empty] | Y | Y | 11 | 11 | 11 | 11 | 6H | 6H | N
4922 | Dayton Power & Light Co | 2854 | Yankee Street | OH | Montgomery | 5 | OP | Natural Gas Fired Combustion Turbine | GT | Electric Utility | 1 | 17.5 | 9 | 9 | NG | DFO | N | [6 empty] | Y | Y | 9 | 9 | 9 | 9 | 6H | 6H | N
4922 | Dayton Power & Light Co | 2854 | Yankee Street | OH | Montgomery | 6 | OP | Natural Gas Fired Combustion Turbine | GT | Electric Utility | 1 | 17.5 | 12 | 12 | NG | DFO | N | [6 empty] | Y | Y | 13 | 13 | 13 | 13 | 6H | 6H | N
4922 | Dayton Power & Light Co | 2854 | Yankee Street | OH | Montgomery | 7 | OP | Natural Gas Fired Combustion Turbine | GT | Electric Utility | 1 | 17.5 | 11 | 11 | NG | DFO | N | [6 empty] | Y | Y | 11 | 11 | 11 | 11 | 6H | 6H | N
6526 | FirstEnergy Generation Corp | 2869 | FirstEnergy West Lorain | OH | Lorain | 2 | OP | Natural Gas Fired Combustion Turbine | GT | IPP Non-CHP | 2 | 85 | 85 | 85 | NG | DFO | N | [6 empty] | Y | Y | 74 | 85 | 74 | 85 | 1H | 1H | Y | Y | Y | Y
6526 | FirstEnergy Generation Corp | 2869 | FirstEnergy West Lorain | OH | Lorain | 3 | OP | Natural Gas Fired Combustion Turbine | GT | IPP Non-CHP | 2 | 85 | 85 | 85 | NG | DFO | N | [6 empty] | Y | Y | 74 | 85 | 74 | 85 | 1H | 1H | Y | Y | Y | Y
6526 | FirstEnergy Generation Corp | 2869 | FirstEnergy West Lorain | OH | Lorain | 4 | OP | Natural Gas Fired Combustion Turbine | GT | IPP Non-CHP | 2 | 85 | 85 | 85 | NG | DFO | N | [6 empty] | Y | Y | 74 | 85 | 74 | 85 | 1H | 1H | Y | Y | Y | Y
6526 | FirstEnergy Generation Corp | 2869 | FirstEnergy West Lorain | OH | Lorain | 5 | OP | Natural Gas Fired Combustion Turbine | GT | IPP Non-CHP | 2 | 85 | 85 | 85 | NG | DFO | N | [6 empty] | Y | Y | 74 | 85 | 74 | 85 | 1H | 1H | Y | Y | Y | Y
6526 | FirstEnergy Generation Corp | 2869 | FirstEnergy West Lorain | OH | Lorain | 6 | OP | Natural Gas Fired Combustion Turbine | GT | IPP Non-CHP | 2 | 85 | 85 | 85 | NG | DFO | N | [6 empty] | Y | Y | 74 | 85 | 74 | 85 | 1H | 1H | Y | Y | Y | Y
14015 | Ohio Valley Electric Corp | 2876 | Kyger Creek | OH | Gallia | 1 | OP | Conventional Steam Coal | ST | Electric Utility | 1 | 217.3 | 194 | 198.7 | BIT | SUB | Y | BIT | SUB |  |  |  |  | N | N
14015 | Ohio Valley Electric Corp | 2876 | Kyger Creek | OH | Gallia | 2 | OP | Conventional Steam Coal | ST | Electric Utility | 1 | 217.3 | 192.2 | 198 | BIT | SUB | Y | BIT | SUB |  |  |  |  | N | N
14015 | Ohio Valley Electric Corp | 2876 | Kyger Creek | OH | Gallia | 3 | OP | Conventional Steam Coal | ST | Electric Utility | 1 | 217.3 | 192.2 | 198 | BIT | SUB | Y | BIT | SUB |  |  |  |  | N | N
14015 | Ohio Valley Electric Corp | 2876 | Kyger Creek | OH | Gallia | 4 | OP | Conventional Steam Coal | ST | Electric Utility | 1 | 217.3 | 192.2 | 198 | BIT | SUB | Y | BIT | SUB |  |  |  |  | N | N
14015 | Ohio Valley Electric Corp | 2876 | Kyger Creek | OH | Gallia | 5 | OP | Conventional Steam Coal | ST | Electric Utility | 1 | 217.3 | 192.2 | 198 | BIT | SUB | Y | BIT | SUB |  |  |  |  | N | N
2439 | City of Bryan - (OH) | 2903 | Bryan (OH) | OH | Williams | 1 | OP | Natural Gas Fired Combustion Turbine | GT | Electric Utility | 1 | 15.8 | 12.5 | 19.5 | NG | DFO | N | [6 empty] | Y | Y | 12.5 | 19 | 12.5 | 19 | 6H | 1H | Y | Y
2439 | City of Bryan - (OH) | 2903 | Bryan (OH) | OH | Williams | 2 | OP | Natural Gas Fired Combustion Turbine | GT | Electric Utility | 1 | 16 | 12.5 | 19.5 | NG | DFO | N | [6 empty] | Y | Y | 12.5 | 19 | 12.5 | 19 | 6H | 1H | Y | Y
3762 | City of Cleveland - (OH) | 2906 | Collinwood | OH | Cuyahoga | 3 | OP | Natural Gas Fired Combustion Turbine | GT | Electric Utility | 1 | 16 | 16 | 18 | NG | DFO | Y | NG | DFO |  |  |  |  | Y | Y | 16 | 16 | 16 | 16 | 1H | 1H | Y | Y
3762 | City of Cleveland - (OH) | 2909 | West 41st Street | OH | Cuyahoga | 1 | OP | Natural Gas Fired Combustion Turbine | GT | Electric Utility | 1 | 16 | 16 | 18 | NG | DFO | Y | NG | DFO |  |  |  |  | Y | Y | 16 | 16 | 16 | 16 | 1H | 1H | Y | Y
3762 | City of Cleveland - (OH) | 2909 | West 41st Street | OH | Cuyahoga | 2 | OP | Natural Gas Fired Combustion Turbine | GT | Electric Utility | 1 | 16 | 16 | 18 | NG | DFO | Y | NG | DFO |  |  |  |  | Y | Y | 16 | 16 | 16 | 16 | 1H | 1H | Y | Y
7977 | City of Hamilton - (OH) | 2917 | Hamilton (OH) | OH | Butler | 9 | SB | Natural Gas Steam Turbine | ST | Electric Utility | 1 | 50.6 | 51 | 50 | NG | BIT | Y | NG | BIT |  |  |  |  | N
10830 | City of Lebanon - (OH) | 2921 | Lebanon | OH | Warren | 5 | OP | Petroleum Liquids | IC | Electric Utility | 1 | 2 | 2 | 2 | DFO |  | Y | NG | DFO |  |  |  |  | N | N | 2 | 2 | 2 | 2
10830 | City of Lebanon - (OH) | 2921 | Lebanon | OH | Warren | 6 | OP | Petroleum Liquids | IC | Electric Utility | 1 | 3 | 3 | 3 | DFO |  | Y | NG | DFO |  |  |  |  | N
10830 | City of Lebanon - (OH) | 2921 | Lebanon | OH | Warren | 7 | OP | Petroleum Liquids | GT | Electric Utility | 1 | 6 | 6 | 6 | DFO |  | Y | NG | DFO |  |  |  |  | N
10830 | City of Lebanon - (OH) | 2921 | Lebanon | OH | Warren | 8 | OP | Petroleum Liquids | IC | Electric Utility | 1 | 5.6 | 5.6 | 5.6 | DFO |  | Y | NG | DFO |  |  |  |  | N
10830 | City of Lebanon - (OH) | 2921 | Lebanon | OH | Warren | 9 | OP | Petroleum Liquids | GT | Electric Utility | 1 | 14 | 14 | 14 | DFO |  | Y | NG | DFO |  |  |  |  | N
13949 | City of Oberlin - (OH) | 2933 | Oberlin (OH) | OH | Lorain | 2A | OP | Natural Gas Internal Combustion Engine | IC | Electric Utility | 1 | 3.1 | 3.1 | 3.1 | NG | DFO | N | [6 empty] | Y | Y | 3.1 | 3.1 | 3.1 | 3.1 | 1H | 1H | Y |  | Y
13949 | City of Oberlin - (OH) | 2933 | Oberlin (OH) | OH | Lorain | 3A | OP | Natural Gas Internal Combustion Engine | IC | Electric Utility | 1 | 3.1 | 3.1 | 3.1 | NG | DFO | N | [6 empty] | Y | Y | 3.1 | 3.1 | 3.1 | 3.1 | 1H | 1H | Y |  | Y
13949 | City of Oberlin - (OH) | 2933 | Oberlin (OH) | OH | Lorain | 6 | OP | Petroleum Liquids | IC | Electric Utility | 1 | 2.5 | 2 | 2 | DFO | NG | N | [6 empty] | Y | Y | 2.1 | 2.1 | 2.5 | 2.5 | 1H | 1H | N
13949 | City of Oberlin - (OH) | 2933 | Oberlin (OH) | OH | Lorain | 7 | OP | Petroleum Liquids | IC | Electric Utility | 1 | 2.7 | 2.7 | 2.7 | DFO | NG | N | [6 empty] | Y | Y | 2.65 | 2.65 | 2.65 | 2.65 | 1H | 1H | N
13949 | City of Oberlin - (OH) | 2933 | Oberlin (OH) | OH | Lorain | 8 | OP | Petroleum Liquids | IC | Electric Utility | 1 | 3 | 3 | 3 | DFO | NG | N | [6 empty] | Y | Y | 2.8 | 2.8 | 3 | 3 | 1H | 1H | N
14381 | City of Painesville | 2936 | Painesville | OH | Lake | 3 | SB | Conventional Steam Coal | ST | Electric Utility | 1 | 7.5 | 7 | 7 | BIT | NG | Y | NG | [5 empty] | N
14381 | City of Painesville | 2936 | Painesville | OH | Lake | 5 | OP | Conventional Steam Coal | ST | Electric Utility | 1 | 16.5 | 15.5 | 15.5 | BIT | NG | Y | NG | [5 empty] | N
14381 | City of Painesville | 2936 | Painesville | OH | Lake | 7 | OP | Conventional Steam Coal | ST | Electric Utility | 1 | 22 | 17.5 | 17.5 | BIT | NG | Y | NG | [5 empty] | N
14381 | City of Painesville | 2936 | Painesville | OH | Lake | ST2 | SB | Conventional Steam Coal | ST | Electric Utility | 1 | 7.5 | 7 | 7 | BIT | NG | Y | NG | [5 empty] | N
17043 | City of Shelby - (OH) | 2943 | Shelby Municipal Light Plant | OH | Richland | IC1 | OP | Petroleum Liquids | IC | Electric Utility | 1 | 3 | 3 | 3 | DFO | NG | Y | DFO | NG |  |  |  |  | Y | Y | 2.7 | 2.7 | 2.7 | 2.7 | 1H | 1H | N
14063 | Oklahoma Gas & Electric Co | 2951 | Horseshoe Lake | OK | Oklahoma | 6 | OP | Natural Gas Steam Turbine | ST | Electric Utility | 1 | 163 | 167.8 | 167.8 | NG | RFO | Y | NG | RFO |  |  |  |  | Y | Y | 158.5 | 158.5 | 150 | 150 | UNK | UNK | Y |  |  | Y
14063 | Oklahoma Gas & Electric Co | 2951 | Horseshoe Lake | OK | Oklahoma | ST7 | OP | Natural Gas Steam Turbine | ST | Electric Utility | 1 | 220 | 213.7 | 213.7 | NG | RFO | Y | NG | RFO |  |  |  |  | Y | Y | 209 | 209 | 209 | 209 | UNK | UNK | Y |  |  | Y
15474 | Public Service Co of Oklahoma | 2963 | Northeastern | OK | Rogers | 3 | OP | Conventional Steam Coal | ST | Electric Utility | 1 | 473 | 460 | 460 | SUB | NG | Y | NG | SUB
15474 | Public Service Co of Oklahoma | 2963 | Northeastern | OK | Rogers | 4 | OP | Conventional Steam Coal | ST | Electric Utility | 1 | 473 | 460 | 460 | SUB | NG | Y | NG | SUB
4667 | City of Cushing - (OK) | 2975 | Cushing | OK | Payne | 1 | OP | Petroleum Liquids | IC | Electric Utility | 1 | 2.5 | 1.8 | 1.8 | DFO | NG | Y | DFO | NG |  |  |  |  | N
4667 | City of Cushing - (OK) | 2975 | Cushing | OK | Payne | 10 | OP | Petroleum Liquids | IC | Electric Utility | 1 | 4.5 | 4 | 4 | DFO | NG | Y | DFO | NG |  |  |  |  | N
4667 | City of Cushing - (OK) | 2975 | Cushing | OK | Payne | 11 | OP | Petroleum Liquids | IC | Electric Utility | 1 | 6.3 | 6.3 | 6.3 | DFO | NG | Y | DFO | NG |  |  |  |  | N
4667 | City of Cushing - (OK) | 2975 | Cushing | OK | Payne | 2 | OP | Petroleum Liquids | IC | Electric Utility | 1 | 1 | 0.8 | 0.8 | DFO | NG | Y | DFO | NG |  |  |  |  | N
4667 | City of Cushing - (OK) | 2975 | Cushing | OK | Payne | 3 | OP | Petroleum Liquids | IC | Electric Utility | 1 | 0.5 | 0.4 | 0.4 | DFO | NG | Y | DFO | NG |  |  |  |  | N
4667 | City of Cushing - (OK) | 2975 | Cushing | OK | Payne | 4 | OP | Petroleum Liquids | IC | Electric Utility | 1 | 0.5 | 0.4 | 0.4 | DFO | NG | Y | DFO | NG |  |  |  |  | N
4667 | City of Cushing - (OK) | 2975 | Cushing | OK | Payne | 5 | OP | Petroleum Liquids | IC | Electric Utility | 1 | 0.5 | 0.4 | 0.4 | DFO | NG | Y | DFO | NG |  |  |  |  | N
4667 | City of Cushing - (OK) | 2975 | Cushing | OK | Payne | 6 | OP | Petroleum Liquids | IC | Electric Utility | 1 | 0.8 | 0.6 | 0.6 | DFO | NG | Y | DFO | NG |  |  |  |  | N
4667 | City of Cushing - (OK) | 2975 | Cushing | OK | Payne | 7 | OP | Petroleum Liquids | IC | Electric Utility | 1 | 2.5 | 1.9 | 1.9 | DFO | NG | Y | DFO | NG |  |  |  |  | N
4667 | City of Cushing - (OK) | 2975 | Cushing | OK | Payne | 8 | OP | Petroleum Liquids | IC | Electric Utility | 1 | 2.5 | 1.9 | 1.9 | DFO | NG | Y | DFO | NG |  |  |  |  | N
4667 | City of Cushing - (OK) | 2975 | Cushing | OK | Payne | 9 | OP | Petroleum Liquids | IC | Electric Utility | 1 | 3 | 2.7 | 2.7 | DFO | NG | Y | DFO | NG |  |  |  |  | N
10320 | City of Kingfisher - (OK) | 2986 | Kingfisher | OK | Kingfisher | 3 | OP | Natural Gas Internal Combustion Engine | IC | Electric Utility | 1 | 2.8 | 2.9 | 2.9 | NG | DFO | [7 empty] | Y | [5 empty] | 1H | 1H | N
10320 | City of Kingfisher - (OK) | 2986 | Kingfisher | OK | Kingfisher | 4 | OP | Natural Gas Internal Combustion Engine | IC | Electric Utility | 1 | 1.3 | 1.2 | 1.2 | NG | DFO | [7 empty] | Y | [5 empty] | 1H | 1H | N
10320 | City of Kingfisher - (OK) | 2986 | Kingfisher | OK | Kingfisher | 5 | OP | Natural Gas Internal Combustion Engine | IC | Electric Utility | 1 | 3.1 | 3 | 3 | NG | DFO | [7 empty] | Y | [5 empty] | 1H | 1H | N
10320 | City of Kingfisher - (OK) | 2986 | Kingfisher | OK | Kingfisher | IC1 | OP | Natural Gas Internal Combustion Engine | IC | Electric Utility | 1 | 1.1 | 1 | 1 | NG | DFO | [7 empty] | Y | [5 empty] | 1H | 1H | N
10320 | City of Kingfisher - (OK) | 2986 | Kingfisher | OK | Kingfisher | IC2 | OP | Natural Gas Internal Combustion Engine | IC | Electric Utility | 1 | 0.8 | 0.6 | 0.6 | NG | DFO | [7 empty] | Y | [5 empty] | 1H | 1H | N
11566 | City of Mangum - (OK) | 2991 | Mangum | OK | GREER | 1 | OP | Natural Gas Internal Combustion Engine | IC | Electric Utility | 1 | 1.1 | 0.9 | 0.9 | NG | DFO | [7 empty] | Y | Y | 0.9 | 0.9 | 0.9 | 0.9 | 1H | 1H | N
11566 | City of Mangum - (OK) | 2991 | Mangum | OK | GREER | 4 | OP | Natural Gas Internal Combustion Engine | IC | Electric Utility | 1 | 1.5 | 1.2 | 1.2 | NG | DFO | [7 empty] | Y | Y | 1.2 | 1.2 | 1.2 | 1.2 | 1H | 1H | N
11566 | City of Mangum - (OK) | 2991 | Mangum | OK | GREER | 5 | OP | Natural Gas Internal Combustion Engine | IC | Electric Utility | 1 | 2 | 1.7 | 1.7 | NG | DFO | [7 empty] | Y | Y | 1.7 | 1.7 | 1.7 | 1.7 | 1H | 1H | N
11566 | City of Mangum - (OK) | 2991 | Mangum | OK | GREER | 6 | OP | Natural Gas Internal Combustion Engine | IC | Electric Utility | 1 | 2.1 | 1.6 | 1.6 | NG | DFO | [7 empty] | Y | Y | 1.6 | 1.6 | 1.6 | 1.6 | 1H | 1H | N
17235 | NRG REMA LLC | 3110 | Hunterstown | PA | Adams | 1 | OP | Petroleum Liquids | GT | IPP Non-CHP | 2 | 20 | 18 | 25 | DFO | NG | N | [6 empty] | Y | Y | 20 | 20 | 20 | 20 | 6H | 6H | Y |  | Y
17235 | NRG REMA LLC | 3110 | Hunterstown | PA | Adams | 2 | OP | Petroleum Liquids | GT | IPP Non-CHP | 2 | 20 | 17 | 25 | DFO | NG | N | [6 empty] | Y | Y | 20 | 20 | 20 | 20 | 6H | 6H | Y |  | Y
17235 | NRG REMA LLC | 3110 | Hunterstown | PA | Adams | 3 | OP | Petroleum Liquids | GT | IPP Non-CHP | 2 | 20 | 18 | 25 | DFO | NG | N | [6 empty] | Y | Y | 20 | 20 | 20 | 20 | 6H | 6H | Y |  | Y
17235 | NRG REMA LLC | 3113 | Portland (PA) | PA | Northampton | 3 | OP | Petroleum Liquids | GT | IPP Non-CHP | 2 | 18 | 13 | 16 | DFO | NG | N | [6 empty] | Y | Y | 15 | 15 | 15 | 15 | 1H | 1H | N
17235 | NRG REMA LLC | 3113 | Portland (PA) | PA | Northampton | 4 | OP | Petroleum Liquids | GT | IPP Non-CHP | 2 | 20 | 17 | 20 | DFO | NG | N | [6 empty] | Y | Y | 20 | 20 | 20 | 20 | 1H | 1H | N
54885 | NRG Wholesale Generation LP | 3130 | Seward (PA) | PA | Indiana | FB1 | OP | Conventional Steam Coal | ST | IPP Non-CHP | 2 | 585 | 521 | 521 | WC | DFO | Y | WC | BIT |  |  |  |  | N | N
17235 | NRG REMA LLC | 3132 | Warren | PA | Warren | 3 | OP | Petroleum Liquids | GT | IPP Non-CHP | 2 | 53.1 | 46 | 57 | DFO | NG | N | [6 empty] | Y | N | 57 | 57 | 57 | 57 | 6H | 6H | Y |  | Y
15537 | Brunner Island LLC | 3140 | Brunner Island | PA | York | 1 | OP | Conventional Steam Coal | ST | IPP Non-CHP | 2 | 363.3 | 306 | 321 | BIT | DFO | Y | DFO | [5 empty] | N
15537 | Brunner Island LLC | 3140 | Brunner Island | PA | York | 2 | OP | Conventional Steam Coal | ST | IPP Non-CHP | 2 | 405 | 363 | 378 | BIT | DFO | Y | DFO | [5 empty] | N
15537 | Brunner Island LLC | 3140 | Brunner Island | PA | York | 3 | OP | Conventional Steam Coal | ST | IPP Non-CHP | 2 | 847.8 | 742 | 760.6 | BIT | DFO | Y | DFO | [5 empty] | N
15276 | TalenEnergy Martins Creek LLC | 3148 | TalenEnergy Martins Creek | PA | Northampton | 3 | OP | Natural Gas Steam Turbine | ST | IPP Non-CHP | 2 | 850.5 | 850 | 861.4 | NG | DFO | Y | NG | RFO |  |  |  |  | Y | Y | 670 | 670 | 850 | 850 | 6H | 6H | Y |  | Y
15276 | TalenEnergy Martins Creek LLC | 3148 | TalenEnergy Martins Creek | PA | Northampton | 4 | OP | Natural Gas Steam Turbine | ST | IPP Non-CHP | 2 | 850.5 | 850 | 868.3 | NG | DFO | Y | NG | RFO |  |  |  |  | Y | Y | 670 | 670 | 850 | 850 | 6H | 6H | Y |  | Y
15534 | TalenEnergy Montour LLC | 3149 | TalenEnergy Montour | PA | Montour | 1 | OP | Conventional Steam Coal | ST | IPP Non-CHP | 2 | 864.9 | 752 | 768.3 | BIT | DFO | Y | DFO | [5 empty] | N
15534 | TalenEnergy Montour LLC | 3149 | TalenEnergy Montour | PA | Montour | 2 | OP | Conventional Steam Coal | ST | IPP Non-CHP | 2 | 893 | 752 | 768.4 | BIT | DFO | Y | DFO | [5 empty] | N
6035 | Exelon Power | 3161 | Eddystone Generating Station | PA | Delaware | 3 | OP | Natural Gas Steam Turbine | ST | IPP Non-CHP | 2 | 391 | 380 | 380 | NG | DFO | Y | RFO | NG |  |  |  |  | Y | Y | 250 | 250 | 380 | 380 | 6H | 6H | Y | Y
6035 | Exelon Power | 3161 | Eddystone Generating Station | PA | Delaware | 4 | OP | Natural Gas Steam Turbine | ST | IPP Non-CHP | 2 | 391 | 380 | 380 | NG | DFO | Y | RFO | NG |  |  |  |  | Y | Y | 250 | 250 | 380 | 380 | 6H | 6H | Y | Y
50018 | Dominion Energy New England, LLC | 3236 | Manchester Street | RI | Providence | G10A | OP | Natural Gas Fired Combined Cycle | CT | IPP Non-CHP | 2 | 125 | 110.1 | 115.6 | NG | DFO | N | [6 empty] | Y | N | 110.1 | 115.6 | 0 | 100.1 | 6H | 6H | Y |  | Y
50018 | Dominion Energy New England, LLC | 3236 | Manchester Street | RI | Providence | G11A | OP | Natural Gas Fired Combined Cycle | CT | IPP Non-CHP | 2 | 125 | 110.2 | 115.6 | NG | DFO | N | [6 empty] | Y | N | 110.2 | 115.6 | 0 | 100.1 | 6H | 6H | Y |  | Y
50018 | Dominion Energy New England, LLC | 3236 | Manchester Street | RI | Providence | GE10 | OP | Natural Gas Fired Combined Cycle | CA | IPP Non-CHP | 2 | 48 | 46.9 | 54.4 | NG | DFO | N | [6 empty] | Y | N | 46.9 | 54.4 | 0 | 46.9 | 6H | 6H | Y |  | Y
50018 | Dominion Energy New England, LLC | 3236 | Manchester Street | RI | Providence | GE11 | OP | Natural Gas Fired Combined Cycle | CA | IPP Non-CHP | 2 | 46 | 46.8 | 54.4 | NG | DFO | N | [6 empty] | Y | N | 46.86 | 54.4 | 46.86 | 46.8 | 6H | 6H | Y |  | Y
50018 | Dominion Energy New England, LLC | 3236 | Manchester Street | RI | Providence | GE9A | OP | Natural Gas Fired Combined Cycle | CT | IPP Non-CHP | 2 | 125 | 107.1 | 115.6 | NG | DFO | N | [6 empty] | Y | N | 107.1 | 115.6 | 0 | 100.1 | 6H | 6H | Y |  | Y
50018 | Dominion Energy New England, LLC | 3236 | Manchester Street | RI | Providence | GEN9 | OP | Natural Gas Fired Combined Cycle | CA | IPP Non-CHP | 2 | 46 | 54.4 | 54.5 | NG | DFO | N | [6 empty] | Y | N | 46.9 | 54.4 | 0 | 46.9 | 6H | 6H | Y |  | Y
3046 | Duke Energy Progress - (NC) | 3250 | Darlington County | SC | Darlington | 1 | OP | Natural Gas Fired Combustion Turbine | GT | Electric Utility | 1 | 66.8 | 52 | 63 | NG | DFO | N | [6 empty] | Y | Y | 52 | 65 | 52 | 65 | 1H | 1H | Y | Y | Y | Y
3046 | Duke Energy Progress - (NC) | 3250 | Darlington County | SC | Darlington | 12 | OP | Natural Gas Fired Combustion Turbine | GT | Electric Utility | 1 | 158 | 118 | 133 | NG | DFO | N | [6 empty] | Y | Y | 118 | 133 | 118 | 133 | 1H | 1H | Y | Y | Y | Y
3046 | Duke Energy Progress - (NC) | 3250 | Darlington County | SC | Darlington | 13 | OP | Natural Gas Fired Combustion Turbine | GT | Electric Utility | 1 | 158 | 116 | 133 | NG | DFO | N | [6 empty] | Y | Y | 116 | 133 | 116 | 133 | 1H | 1H | Y | Y | Y | Y
3046 | Duke Energy Progress - (NC) | 3250 | Darlington County | SC | Darlington | 3 | OP | Natural Gas Fired Combustion Turbine | GT | Electric Utility | 1 | 66.8 | 52 | 63 | NG | DFO | N | [6 empty] | Y | Y | 52 | 67 | 52 | 67 | 1H | 1H | Y | Y | Y | Y
3046 | Duke Energy Progress - (NC) | 3250 | Darlington County | SC | Darlington | 5 | OP | Natural Gas Fired Combustion Turbine | GT | Electric Utility | 1 | 66.8 | 52 | 66 | NG | DFO | N | [6 empty] | Y | Y | 52 | 66 | 52 | 66 | 1H | 1H | Y | Y | Y | Y
3046 | Duke Energy Progress - (NC) | 3250 | Darlington County | SC | Darlington | 7 | OP | Natural Gas Fired Combustion Turbine | GT | Electric Utility | 1 | 66.8 | 51 | 65 | NG | DFO | N | [6 empty] | Y | Y | 51 | 67 | 51 | 67 | 1H | 1H | Y | Y | Y | Y
5416 | Duke Energy Carolinas, LLC | 3264 | W S Lee | SC | Anderson | 7 | OP | Natural Gas Fired Combustion Turbine | GT | Electric Utility | 1 | 54 | 41 | 41 | NG | DFO | N | [6 empty] | Y | Y | 41 | 54 | 41 | 54 | 1H | 1H | Y | Y | Y
5416 | Duke Energy Carolinas, LLC | 3264 | W S Lee | SC | Anderson | 8 | OP | Natural Gas Fired Combustion Turbine | GT | Electric Utility | 1 | 54 | 41 | 41 | NG | DFO | N | [6 empty] | Y | Y | 41 | 54 | 41 | 54 | 1H | 1H | Y | Y | Y
17539 | South Carolina Electric&Gas Company | 3281 | Coit GT | SC | Richland | 1 | OP | Natural Gas Fired Combustion Turbine | GT | Electric Utility | 1 | 19.6 | 14 | 19 | NG | DFO | N | [6 empty] | Y | Y | 14 | 19 | 14 | 19 | 6H | 6H | Y |  | Y
17539 | South Carolina Electric&Gas Company | 3281 | Coit GT | SC | Richland | 2 | OP | Natural Gas Fired Combustion Turbine | GT | Electric Utility | 1 | 19.6 | 14 | 19 | NG | DFO | N | [6 empty] | Y | Y | 14 | 19 | 14 | 19 | 6H | 6H | Y |  | Y
17539 | South Carolina Electric&Gas Company | 3285 | Hagood | SC | Charleston | 4 | OP | Natural Gas Fired Combustion Turbine | GT | Electric Utility | 1 | 122 | 86 | 99 | NG | DFO | N | [6 empty] | Y | Y | 86 | 99 | 86 | 99 | 1H | 1H | N
17539 | South Carolina Electric&Gas Company | 3285 | Hagood | SC | Charleston | 5 | OP | Natural Gas Fired Combustion Turbine | GT | Electric Utility | 1 | 32 | 20 | 23 | NG | DFO | N | [6 empty] | Y | Y | 20 | 23 | 20 | 23 | 1H | 1H | N
17539 | South Carolina Electric&Gas Company | 3285 | Hagood | SC | Charleston | 6 | OP | Natural Gas Fired Combustion Turbine | GT | Electric Utility | 1 | 32 | 20 | 23 | NG | DFO | N | [6 empty] | Y | Y | 20 | 23 | 20 | 23 | 1H | 1H | N
17539 | South Carolina Electric&Gas Company | 3287 | McMeekin | SC | Lexington | 1 | OP | Conventional Steam Coal | ST | Electric Utility | 1 | 146.8 | 125 | 125 | BIT | NG | Y | BIT | NG |  |  |  |  | N
17539 | South Carolina Electric&Gas Company | 3287 | McMeekin | SC | Lexington | 2 | OP | Conventional Steam Coal | ST | Electric Utility | 1 | 146.8 | 125 | 125 | BIT | NG | Y | BIT | NG |  |  |  |  | N
17539 | South Carolina Electric&Gas Company | 3291 | Parr GT | SC | Fairfield | GT1 | OP | Natural Gas Fired Combustion Turbine | GT | Electric Utility | 1 | 17.5 | 15.5 | 18.5 | NG | DFO | Y | NG | DFO |  |  |  |  | Y | Y | 13.5 | 17 | 13.5 | 17 | 6H | 6H | N
17539 | South Carolina Electric&Gas Company | 3291 | Parr GT | SC | Fairfield | GT2 | OP | Natural Gas Fired Combustion Turbine | GT | Electric Utility | 1 | 17.5 | 15.5 | 18.5 | NG | DFO | Y | NG | DFO |  |  |  |  | Y | Y | 13.5 | 17 | 13.5 | 17 | 6H | 6H | N
17539 | South Carolina Electric&Gas Company | 3291 | Parr GT | SC | Fairfield | GT3 | OP | Natural Gas Fired Combustion Turbine | GT | Electric Utility | 1 | 19.5 | 19 | 22 | NG | DFO | Y | NG | DFO |  |  |  |  | Y | Y | 16.5 | 19 | 16.5 | 19 | 6H | 6H | N
17539 | South Carolina Electric&Gas Company | 3291 | Parr GT | SC | Fairfield | GT4 | OP | Natural Gas Fired Combustion Turbine | GT | Electric Utility | 1 | 19.5 | 19 | 22 | NG | DFO | Y | NG | DFO |  |  |  |  | Y | Y | 16.5 | 19 | 16.5 | 19 | 6H | 6H | N
17539 | South Carolina Electric&Gas Company | 3295 | Urquhart | SC | Aiken | 1 | OP | Natural Gas Fired Combined Cycle | CA | Electric Utility | 1 | 75 | 64 | 65 | NG | DFO | N | [6 empty] | Y | Y | 64 | 65 | 64 | 65 | 1H | 1H | N
17539 | South Carolina Electric&Gas Company | 3295 | Urquhart | SC | Aiken | 2 | OP | Natural Gas Fired Combined Cycle | CA | Electric Utility | 1 | 75 | 64 | 66 | NG | DFO | N | [6 empty] | Y | Y | 64 | 66 | 64 | 66 | 1H | 1H | N
17539 | South Carolina Electric&Gas Company | 3295 | Urquhart | SC | Aiken | CT1 | OP | Natural Gas Fired Combined Cycle | CT | Electric Utility | 1 | 198.9 | 162 | 177 | NG | DFO | N | [6 empty] | Y | Y | 162 | 177 | 162 | 177 | 1H | 1H | N
17539 | South Carolina Electric&Gas Company | 3295 | Urquhart | SC | Aiken | CT2 | OP | Natural Gas Fired Combined Cycle | CT | Electric Utility | 1 | 198.9 | 168 | 176 | NG | DFO | N | [6 empty] | Y | Y | 168 | 176 | 168 | 176 | 1H | 1H | N
17539 | South Carolina Electric&Gas Company | 3295 | Urquhart | SC | Aiken | GT1 | OP | Natural Gas Fired Combustion Turbine | GT | Electric Utility | 1 | 19.6 | 15 | 20 | NG | DFO | N | [6 empty] | Y | Y | 13 | 16 | 13 | 16 | 1H | 1H | N
17539 | South Carolina Electric&Gas Company | 3295 | Urquhart | SC | Aiken | GT2 | OP | Natural Gas Fired Combustion Turbine | GT | Electric Utility | 1 | 16.3 | 14 | 17 | NG | DFO | N | [6 empty] | Y | Y | 14 | 17 | 14 | 17 | 1H | 1H | N
17539 | South Carolina Electric&Gas Company | 3295 | Urquhart | SC | Aiken | GT3 | OP | Natural Gas Fired Combustion Turbine | GT | Electric Utility | 1 | 16.3 | 11 | 15 | NG | DFO | N | [6 empty] | Y | Y | 12 | 15 | 12 | 15 | 1H | 1H | N
17539 | South Carolina Electric&Gas Company | 3295 | Urquhart | SC | Aiken | GT4 | OP | Natural Gas Fired Combustion Turbine | GT | Electric Utility | 1 | 58.9 | 47 | 50 | NG | DFO | N | [6 empty] | Y | Y | 48 | 49 | 48 | 49 | 1H | 1H | N
17554 | South Carolina Genertg Co, Inc | 3298 | Williams | SC | Berkeley | 1 | OP | Natural Gas Fired Combustion Turbine | GT | Electric Utility | 1 | 26.9 | 20 | 26 | NG | DFO | Y | NG | DFO |  |  |  |  | Y | Y | 20 | 26 | 20 | 26 | 6H | 6H | Y | Y
17554 | South Carolina Genertg Co, Inc | 3298 | Williams | SC | Berkeley | 2 | OP | Natural Gas Fired Combustion Turbine | GT | Electric Utility | 1 | 26.9 | 20 | 26 | NG | DFO | Y | NG | DFO |  |  |  |  | Y | Y | 20 | 26 | 20 | 26 | 6H | 6H | Y | Y
19545 | Black Hills Power, Inc. d/b/a | 3325 | Ben French | SD | Pennington | GT1 | OP | Natural Gas Fired Combustion Turbine | GT | Electric Utility | 1 | 25 | 17 | 25 | NG | DFO | Y | DFO | NG |  |  |  |  | Y | Y | 18.5 | 22.5 | 18.5 | 22.5 | 1H | 1H | Y | Y |  | Y
19545 | Black Hills Power, Inc. d/b/a | 3325 | Ben French | SD | Pennington | GT2 | OP | Natural Gas Fired Combustion Turbine | GT | Electric Utility | 1 | 25 | 17 | 25 | NG | DFO | Y | DFO | NG |  |  |  |  | Y | Y | 18.5 | 22.5 | 18.5 | 22.5 | 1H | 1H | Y | Y |  | Y
19545 | Black Hills Power, Inc. d/b/a | 3325 | Ben French | SD | Pennington | GT3 | OP | Natural Gas Fired Combustion Turbine | GT | Electric Utility | 1 | 25 | 17 | 25 | NG | DFO | Y | DFO | NG |  |  |  |  | Y | Y | 18.5 | 22.5 | 18.5 | 22.5 | 1H | 1H | Y | Y |  | Y
19545 | Black Hills Power, Inc. d/b/a | 3325 | Ben French | SD | Pennington | GT4 | OP | Natural Gas Fired Combustion Turbine | GT | Electric Utility | 1 | 25 | 17 | 25 | NG | DFO | Y | DFO | NG |  |  |  |  | Y | Y | 18.5 | 22.5 | 18.5 | 22.5 | 1H | 1H | Y | Y |  | Y
13809 | NorthWestern Energy - (SD) | 3338 | Aberdeen CT | SD | Brown | 2 | OP | Natural Gas Fired Combustion Turbine | GT | Electric Utility | 1 | 82.2 | 52 | 60 | NG | DFO | [7 empty] | Y | Y | 52 | 60 | 50 | 58 | 1H | 1H | N
13809 | NorthWestern Energy - (SD) | 3344 | Huron | SD | Beadle | 1 | SB | Natural Gas Fired Combustion Turbine | GT | Electric Utility | 1 | 15 | 11 | 14.5 | NG | DFO | N | [6 empty] | Y | Y | 11 | 14.5 | 11 | 14.5 | 1H | 1H | Y | Y
13809 | NorthWestern Energy - (SD) | 3344 | Huron | SD | Beadle | 2A | SB | Natural Gas Fired Combustion Turbine | GT | Electric Utility | 1 | 42.9 | 43.7 | 49 | NG | DFO | N | [6 empty] | Y | Y | 42.9 | 42.9 | 42.9 | 42.9 | 1H | 1H | Y | Y
18642 | Tennessee Valley Authority | 3393 | Allen Steam Plant | TN | Shelby | G10 | OP | Natural Gas Fired Combustion Turbine | GT | Electric Utility | 1 | 23.9 | 15.1 | 20.4 | NG | DFO | N | [6 empty] | Y | Y | 15.1 | 22.6 | 15.7 | 22.6 | 1H | 1H | Y |  | Y
18642 | Tennessee Valley Authority | 3393 | Allen Steam Plant | TN | Shelby | G11 | OP | Natural Gas Fired Combustion Turbine | GT | Electric Utility | 1 | 23.9 | 15.1 | 20.4 | NG | DFO | N | [6 empty] | Y | Y | 15.1 | 22.6 | 15.7 | 22.6 | 24H | 1H | Y |  | Y
18642 | Tennessee Valley Authority | 3393 | Allen Steam Plant | TN | Shelby | G12 | OP | Natural Gas Fired Combustion Turbine | GT | Electric Utility | 1 | 23.9 | 15.1 | 20.4 | NG | DFO | N | [6 empty] | Y | Y | 15.1 | 22.6 | 15.7 | 22.6 | 1H | 1H | Y |  | Y
18642 | Tennessee Valley Authority | 3393 | Allen Steam Plant | TN | Shelby | G13 | OP | Natural Gas Fired Combustion Turbine | GT | Electric Utility | 1 | 23.9 | 15.1 | 20.4 | NG | DFO | N | [6 empty] | Y | Y | 15.1 | 22.6 | 15.7 | 22.6 | 1H | 1H | Y |  | Y
18642 | Tennessee Valley Authority | 3393 | Allen Steam Plant | TN | Shelby | G14 | OP | Natural Gas Fired Combustion Turbine | GT | Electric Utility | 1 | 23.9 | 15.1 | 20.4 | NG | DFO | N | [6 empty] | Y | Y | 15.1 | 22.6 | 15.7 | 22.6 | 1H | 1H | Y |  | Y
18642 | Tennessee Valley Authority | 3393 | Allen Steam Plant | TN | Shelby | G15 | OP | Natural Gas Fired Combustion Turbine | GT | Electric Utility | 1 | 23.9 | 15.1 | 20.4 | NG | DFO | N | [6 empty] | Y | Y | 15.1 | 22.6 | 15.7 | 22.6 | UNK | 1H | Y |  | Y
18642 | Tennessee Valley Authority | 3393 | Allen Steam Plant | TN | Shelby | G16 | OP | Natural Gas Fired Combustion Turbine | GT | Electric Utility | 1 | 23.9 | 15.1 | 20.4 | NG | DFO | N | [6 empty] | Y | Y | 15.1 | 22.6 | 15.7 | 22.6 | 1H | 1H | Y |  | Y
18642 | Tennessee Valley Authority | 3393 | Allen Steam Plant | TN | Shelby | G17 | OP | Natural Gas Fired Combustion Turbine | GT | Electric Utility | 1 | 59.6 | 46.4 | 62.2 | NG | DFO | N | [6 empty] | Y | Y | 46.4 | 22.6 | 44.8 | 60 | 1H | 1H | Y |  | Y
18642 | Tennessee Valley Authority | 3393 | Allen Steam Plant | TN | Shelby | G18 | OP | Natural Gas Fired Combustion Turbine | GT | Electric Utility | 1 | 59.6 | 46.4 | 62.2 | NG | DFO | N | [6 empty] | Y | Y | 46.4 | 22.6 | 44.8 | 60 | 1H | 1H | Y |  | Y
18642 | Tennessee Valley Authority | 3393 | Allen Steam Plant | TN | Shelby | G19 | OP | Natural Gas Fired Combustion Turbine | GT | Electric Utility | 1 | 59.6 | 46.4 | 62.2 | NG | DFO | N | [6 empty] | Y | Y | 46.4 | 22.6 | 44.8 | 60 | 1H | 1H | Y |  | Y
18642 | Tennessee Valley Authority | 3393 | Allen Steam Plant | TN | Shelby | G20 | OP | Natural Gas Fired Combustion Turbine | GT | Electric Utility | 1 | 59.6 | 46.4 | 62.2 | NG | DFO | N | [6 empty] | Y | Y | 46.4 | 22.6 | 44.8 | 22.6 | 1H | 1H | Y |  | Y
18642 | Tennessee Valley Authority | 3393 | Allen Steam Plant | TN | Shelby | GT1 | OP | Natural Gas Fired Combustion Turbine | GT | Electric Utility | 1 | 23.9 | 15.1 | 20.4 | NG | DFO | N | [6 empty] | Y | Y | 16.4 | 22.6 | 17 | 22.6 | 1H | 1H | Y |  | Y
18642 | Tennessee Valley Authority | 3393 | Allen Steam Plant | TN | Shelby | GT2 | OP | Natural Gas Fired Combustion Turbine | GT | Electric Utility | 1 | 23.9 | 15.1 | 20.4 | NG | DFO | N | [6 empty] | Y | Y | 16.4 | 22.6 | 17 | 22.6 | 1H | 1H | Y |  | Y
18642 | Tennessee Valley Authority | 3393 | Allen Steam Plant | TN | Shelby | GT3 | OP | Natural Gas Fired Combustion Turbine | GT | Electric Utility | 1 | 23.9 | 15.1 | 20.4 | NG | DFO | N | [6 empty] | Y | Y | 16.4 | 22.6 | 17 | 22.6 | 1H | 1H | Y |  | Y
18642 | Tennessee Valley Authority | 3393 | Allen Steam Plant | TN | Shelby | GT4 | OP | Natural Gas Fired Combustion Turbine | GT | Electric Utility | 1 | 23.9 | 15.1 | 20.4 | NG | DFO | N | [6 empty] | Y | Y | 16.4 | 22.6 | 17 | 22.6 | 1H | 1H | Y |  | Y
18642 | Tennessee Valley Authority | 3393 | Allen Steam Plant | TN | Shelby | GT5 | OP | Natural Gas Fired Combustion Turbine | GT | Electric Utility | 1 | 23.9 | 15.1 | 20.4 | NG | DFO | N | [6 empty] | Y | Y | 16.4 | 22.6 | 17 | 22.6 | 1H | 1H | Y |  | Y
18642 | Tennessee Valley Authority | 3393 | Allen Steam Plant | TN | Shelby | GT6 | OP | Natural Gas Fired Combustion Turbine | GT | Electric Utility | 1 | 23.9 | 15.1 | 20.4 | NG | DFO | N | [6 empty] | Y | Y | 16.4 | 22.6 | 17 | 22.6 | 1H | 1H | Y |  | Y
18642 | Tennessee Valley Authority | 3393 | Allen Steam Plant | TN | Shelby | GT7 | OP | Natural Gas Fired Combustion Turbine | GT | Electric Utility | 1 | 23.9 | 15.1 | 20.4 | NG | DFO | N | [6 empty] | Y | Y | 16.4 | 22.6 | 17 | 22.6 | 1H | 1H | Y |  | Y
18642 | Tennessee Valley Authority | 3393 | Allen Steam Plant | TN | Shelby | GT8 | OP | Natural Gas Fired Combustion Turbine | GT | Electric Utility | 1 | 23.9 | 15.1 | 20.4 | NG | DFO | N | [6 empty] | Y | Y | 16.4 | 22.6 | 17 | 22.6 | 1H | 1H | Y |  | Y
18642 | Tennessee Valley Authority | 3393 | Allen Steam Plant | TN | Shelby | GT9 | OP | Natural Gas Fired Combustion Turbine | GT | Electric Utility | 1 | 23.9 | 15.1 | 20.4 | NG | DFO | N | [6 empty] | Y | Y | 16.4 | 22.6 | 17 | 22.6 | 1H | 1H | Y |  | Y
18642 | Tennessee Valley Authority | 3403 | Gallatin (TN) | TN | Sumner | GT1 | OP | Natural Gas Fired Combustion Turbine | GT | Electric Utility | 1 | 81.3 | 71.5 | 88.7 | NG | DFO | N | [6 empty] | Y | Y | 71.5 | 95.9 | 70.9 | 94.9 | 1H | 1H | Y |  | Y
18642 | Tennessee Valley Authority | 3403 | Gallatin (TN) | TN | Sumner | GT2 | OP | Natural Gas Fired Combustion Turbine | GT | Electric Utility | 1 | 81.3 | 71.5 | 88.7 | NG | DFO | N | [6 empty] | Y | Y | 71.5 | 95.9 | 70.9 | 94.9 | 1H | 1H | Y |  | Y
18642 | Tennessee Valley Authority | 3403 | Gallatin (TN) | TN | Sumner | GT3 | OP | Natural Gas Fired Combustion Turbine | GT | Electric Utility | 1 | 81.3 | 71.5 | 88.7 | NG | DFO | N | [6 empty] | Y | Y | 71.5 | 95.9 | 70.9 | 94.9 | 1H | 1H | Y |  | Y
18642 | Tennessee Valley Authority | 3403 | Gallatin (TN) | TN | Sumner | GT4 | OP | Natural Gas Fired Combustion Turbine | GT | Electric Utility | 1 | 81.3 | 71.5 | 88.7 | NG | DFO | N | [6 empty] | Y | Y | 71.5 | 95.9 | 70.9 | 94.9 | 1H | 1H | Y |  | Y
18642 | Tennessee Valley Authority | 3403 | Gallatin (TN) | TN | Sumner | GT5 | OP | Natural Gas Fired Combustion Turbine | GT | Electric Utility | 1 | 84.5 | 73.4 | 93.7 | NG | DFO | N | [6 empty] | Y | Y | 78.3 | 100.4 | 75.1 | 95.8 | 1H | 1H | Y |  | Y
18642 | Tennessee Valley Authority | 3403 | Gallatin (TN) | TN | Sumner | GT6 | OP | Natural Gas Fired Combustion Turbine | GT | Electric Utility | 1 | 84.5 | 73.4 | 93.7 | NG | DFO | N | [6 empty] | Y | Y | 78.3 | 100.4 | 75.1 | 95.8 | 1H | 1H | Y |  | Y
18642 | Tennessee Valley Authority | 3403 | Gallatin (TN) | TN | Sumner | GT7 | OP | Natural Gas Fired Combustion Turbine | GT | Electric Utility | 1 | 84.5 | 73.4 | 93.7 | NG | DFO | N | [6 empty] | Y | Y | 78.3 | 100.4 | 75.1 | 95.8 | 1H | 1H | Y |  | Y
18642 | Tennessee Valley Authority | 3403 | Gallatin (TN) | TN | Sumner | GT8 | OP | Natural Gas Fired Combustion Turbine | GT | Electric Utility | 1 | 84.5 | 73.4 | 93.7 | NG | DFO | N | [6 empty] | Y | Y | 78.3 | 100.4 | 75.1 | 95.8 | 1H | 1H | Y |  | Y
18642 | Tennessee Valley Authority | 3406 | Johnsonville | TN | Humphreys | G10 | OP | Natural Gas Fired Combustion Turbine | GT | Electric Utility | 1 | 68 | 47.1 | 62.5 | NG | DFO | N | [6 empty] | Y | N | 51.5 | 68.6 | 50.3 | 66.9 | 1H | 1H | Y |  | Y
18642 | Tennessee Valley Authority | 3406 | Johnsonville | TN | Humphreys | G11 | OP | Natural Gas Fired Combustion Turbine | GT | Electric Utility | 1 | 68 | 47.1 | 62.5 | NG | DFO | N | [6 empty] | Y | N | 51.5 | 68.6 | 50.3 | 66.9 | 1H | 1H | Y |  | Y
18642 | Tennessee Valley Authority | 3406 | Johnsonville | TN | Humphreys | G12 | OP | Natural Gas Fired Combustion Turbine | GT | Electric Utility | 1 | 68 | 47.1 | 62.5 | NG | DFO | N | [6 empty] | Y | N | 51.5 | 68.6 | 50.3 | 66.9 | 1H | 1H | Y |  | Y
18642 | Tennessee Valley Authority | 3406 | Johnsonville | TN | Humphreys | G13 | OP | Natural Gas Fired Combustion Turbine | GT | Electric Utility | 1 | 68 | 47.1 | 62.5 | NG | DFO | N | [6 empty] | Y | N | 51.5 | 68.6 | 50.3 | 66.9 | 1H | 1H | Y |  | Y
18642 | Tennessee Valley Authority | 3406 | Johnsonville | TN | Humphreys | G14 | OP | Natural Gas Fired Combustion Turbine | GT | Electric Utility | 1 | 68 | 47.1 | 62.5 | NG | DFO | N | [6 empty] | Y | N | 51.5 | 68.6 | 50.3 | 66.9 | 1H | 1H | Y |  | Y
18642 | Tennessee Valley Authority | 3406 | Johnsonville | TN | Humphreys | G15 | OP | Natural Gas Fired Combustion Turbine | GT | Electric Utility | 1 | 68 | 47.1 | 62.5 | NG | DFO | N | [6 empty] | Y | N | 51.5 | 68.6 | 50.3 | 66.9 | 1H | 1H | Y |  | Y
18642 | Tennessee Valley Authority | 3406 | Johnsonville | TN | Humphreys | G16 | OP | Natural Gas Fired Combustion Turbine | GT | Electric Utility | 1 | 68 | 47.1 | 62.5 | NG | DFO | N | [6 empty] | Y | N | 51.5 | 68.6 | 50.3 | 66.9 | 1H | 1H | Y |  | Y
18642 | Tennessee Valley Authority | 3406 | Johnsonville | TN | Humphreys | G17 | OP | Natural Gas Fired Combustion Turbine | GT | Electric Utility | 1 | 84.5 | 72.8 | 93 | NG | DFO | N | [6 empty] | Y | N | 77.8 | 100.2 | 75.1 | 66.9 | 1H | 1H | Y |  | Y
18642 | Tennessee Valley Authority | 3406 | Johnsonville | TN | Humphreys | G18 | OP | Natural Gas Fired Combustion Turbine | GT | Electric Utility | 1 | 84.5 | 72.8 | 93 | NG | DFO | N | [6 empty] | Y | N | 77.8 | 100.2 | 75.1 | 66.9 | 1H | 1H | Y |  | Y
18642 | Tennessee Valley Authority | 3406 | Johnsonville | TN | Humphreys | G19 | OP | Natural Gas Fired Combustion Turbine | GT | Electric Utility | 1 | 84.5 | 72.8 | 93 | NG | DFO | N | [6 empty] | Y | N | 77.8 | 100.2 | 75.1 | 66.9 | 1H | 1H | Y |  | Y
18642 | Tennessee Valley Authority | 3406 | Johnsonville | TN | Humphreys | G20 | OP | Natural Gas Fired Combustion Turbine | GT | Electric Utility | 1 | 84.5 | 72.8 | 93 | NG | DFO | N | [6 empty] | Y | N | 77.8 | 100.2 | 75.1 | 66.9 | 1H | 1H | Y |  | Y
18642 | Tennessee Valley Authority | 3406 | Johnsonville | TN | Humphreys | GT1 | OP | Natural Gas Fired Combustion Turbine | GT | Electric Utility | 1 | 68 | 47.1 | 62.5 | NG | DFO | N | [6 empty] | Y | N | 51.5 | 68.6 | 50.3 | 66.9 | 1H | 1H | Y |  | Y
18642 | Tennessee Valley Authority | 3406 | Johnsonville | TN | Humphreys | GT2 | OP | Natural Gas Fired Combustion Turbine | GT | Electric Utility | 1 | 68 | 47.1 | 62.5 | NG | DFO | N | [6 empty] | Y | N | 51.5 | 68.6 | 50.3 | 66.9 | 1H | 1H | Y |  | Y
18642 | Tennessee Valley Authority | 3406 | Johnsonville | TN | Humphreys | GT3 | OP | Natural Gas Fired Combustion Turbine | GT | Electric Utility | 1 | 68 | 47.1 | 62.5 | NG | DFO | N | [6 empty] | Y | N | 51.5 | 68.6 | 50.3 | 66.9 | 1H | 1H | Y |  | Y
18642 | Tennessee Valley Authority | 3406 | Johnsonville | TN | Humphreys | GT4 | OP | Natural Gas Fired Combustion Turbine | GT | Electric Utility | 1 | 68 | 47.1 | 62.5 | NG | DFO | N | [6 empty] | Y | N | 51.5 | 68.6 | 50.3 | 66.9 | 1H | 1H | Y |  | Y
18642 | Tennessee Valley Authority | 3406 | Johnsonville | TN | Humphreys | GT5 | OP | Natural Gas Fired Combustion Turbine | GT | Electric Utility | 1 | 68 | 47.1 | 62.5 | NG | DFO | N | [6 empty] | Y | N | 51.5 | 68.6 | 50.3 | 66.9 | 1H | 1H | Y |  | Y
18642 | Tennessee Valley Authority | 3406 | Johnsonville | TN | Humphreys | GT6 | OP | Natural Gas Fired Combustion Turbine | GT | Electric Utility | 1 | 68 | 47.1 | 62.5 | NG | DFO | N | [6 empty] | Y | N | 51.5 | 68.6 | 50.3 | 66.9 | 1H | 1H | Y |  | Y
18642 | Tennessee Valley Authority | 3406 | Johnsonville | TN | Humphreys | GT7 | OP | Natural Gas Fired Combustion Turbine | GT | Electric Utility | 1 | 68 | 47.1 | 62.5 | NG | DFO | N | [6 empty] | Y | N | 51.5 | 68.6 | 50.3 | 66.9 | 1H | 1H | Y |  | Y
18642 | Tennessee Valley Authority | 3406 | Johnsonville | TN | Humphreys | GT8 | OP | Natural Gas Fired Combustion Turbine | GT | Electric Utility | 1 | 68 | 47.1 | 62.5 | NG | DFO | N | [6 empty] | Y | N | 51.5 | 68.6 | 50.3 | 66.9 | 1H | 1H | Y |  | Y
18642 | Tennessee Valley Authority | 3406 | Johnsonville | TN | Humphreys | GT9 | OP | Natural Gas Fired Combustion Turbine | GT | Electric Utility | 1 | 68 | 47.1 | 62.5 | NG | DFO | N | [6 empty] | Y | N | 51.5 | 68.6 | 50.3 | 66.9 | 1H | 1H | Y |  | Y
55983 | Luminant Generation Company LLC | 3452 | Lake Hubbard | TX | Dallas | 1 | OP | Natural Gas Steam Turbine | ST | IPP Non-CHP | 2 | 396.5 | 392 | 392 | NG | DFO | Y | NG | DFO |  |  |  |  | Y | Y | 392 | 392 | 240 | 240 | UNK | UNK | N
55983 | Luminant Generation Company LLC | 3452 | Lake Hubbard | TX | Dallas | 2 | OP | Natural Gas Steam Turbine | ST | IPP Non-CHP | 2 | 531 | 523 | 523 | NG | DFO | Y | NG | DFO |  |  |  |  | Y | Y | 515 | 515 | 460 | 460 | UNK | UNK | Y |  | Y
5701 | El Paso Electric Co | 3456 | Newman | TX | El Paso | 1 | OP | Natural Gas Steam Turbine | ST | Electric Utility | 1 | 81.6 | 74 | 74 | NG | DFO | Y | NG | DFO |  |  |  |  | Y | Y | 74 | 76 | 74 | 76 | 6H | 6H | Y |  | Y
5701 | El Paso Electric Co | 3456 | Newman | TX | El Paso | 2 | OP | Natural Gas Steam Turbine | ST | Electric Utility | 1 | 81.6 | 76 | 76 | NG | DFO | Y | NG | DFO |  |  |  |  | Y | Y | 76 | 76 | 76 | 76 | 6H | 6H | Y |  | Y
5701 | El Paso Electric Co | 3456 | Newman | TX | El Paso | 3 | OP | Natural Gas Steam Turbine | ST | Electric Utility | 1 | 121.8 | 102 | 102 | NG | DFO | Y | NG | DFO |  |  |  |  | Y | Y | 97 | 97 | 97 | 97 | 6H | 6H | Y |  | Y
54888 | NRG Texas Power LLC | 3470 | W A Parish | TX | Fort Bend | 5 | OP | Conventional Steam Coal | ST | IPP Non-CHP | 2 | 734.1 | 659 | 659 | SUB | NG | Y | SUB | NG |  |  |  |  | N
54888 | NRG Texas Power LLC | 3470 | W A Parish | TX | Fort Bend | 6 | OP | Conventional Steam Coal | ST | IPP Non-CHP | 2 | 734.1 | 653 | 653 | SUB | NG | Y | SUB | NG |  |  |  |  | N
54888 | NRG Texas Power LLC | 3470 | W A Parish | TX | Fort Bend | 7 | OP | Conventional Steam Coal | ST | IPP Non-CHP | 2 | 614.6 | 577 | 577 | SUB | NG | Y | SUB | NG
17698 | Southwestern Electric Power Co | 3476 | Knox Lee | TX | Gregg | 5 | OP | Natural Gas Steam Turbine | ST | Electric Utility | 1 | 351 | 342 | 348 | NG | DFO | Y | NG | DFO |  |  |  |  | N | Y | 342 | 342 | 285 | 285 | UNK | UNK
17698 | Southwestern Electric Power Co | 3478 | Wilkes | TX | Marion | 1 | OP | Natural Gas Steam Turbine | ST | Electric Utility | 1 | 180 | 174 | 174 | NG | DFO | Y | NG | DFO | RFO |  |  |  | Y | Y | 174 | 174 | 168 | 168 | 6H | 1H | N
17718 | Southwestern Public Service Co | 3482 | Jones | TX | Lubbock | 1 | OP | Natural Gas Steam Turbine | ST | Electric Utility | 1 | 247.5 | 243 | 243 | NG | DFO | Y | SUB | NG |  |  |  |  | N | Y | 243 | 243 | 160 | 160 | 6H | 6H | Y |  | Y | Y
17718 | Southwestern Public Service Co | 3482 | Jones | TX | Lubbock | 2 | OP | Natural Gas Steam Turbine | ST | Electric Utility | 1 | 247.5 | 243 | 243 | NG | DFO | Y | SUB | NG |  |  |  |  | N | Y | 243 | 243 | 190 | 190 | 6H | 6H | Y |  | Y | Y
17718 | Southwestern Public Service Co | 3485 | Plant X | TX | Lamb | 2 | OP | Natural Gas Steam Turbine | ST | Electric Utility | 1 | 98 | 90 | 90 | NG | DFO | Y | NG | DFO |  |  |  |  | Y | Y | 91 | 91 | 91 | 91 | 6H | 1H | N
17718 | Southwestern Public Service Co | 3485 | Plant X | TX | Lamb | 4 | OP | Natural Gas Steam Turbine | ST | Electric Utility | 1 | 190.4 | 190 | 190 | NG | DFO | Y | NG | DFO |  |  |  |  | Y | Y | 189 | 189 | 189 | 189 | 6H | 1H | N
6035 | Exelon Power | 3491 | Handley | TX | Tarrant | 4 | OP | Natural Gas Steam Turbine | ST | IPP Non-CHP | 2 | 455 | 435 | 435 | NG | DFO | Y | DFO | [5 empty] | N
6035 | Exelon Power | 3491 | Handley | TX | Tarrant | 5 | OP | Natural Gas Steam Turbine | ST | IPP Non-CHP | 2 | 455 | 435 | 435 | NG | DFO | Y | DFO | [5 empty] | N
55983 | Luminant Generation Company LLC | 3492 | Morgan Creek | TX | Mitchell | CT1 | OP | Natural Gas Fired Combustion Turbine | GT | IPP Non-CHP | 2 | 89.4 | 68 | 81 | NG | DFO | N | [6 empty] | Y | Y | 68 | 81 | 68 | 81 | 1H | 1H | Y |  | Y
55983 | Luminant Generation Company LLC | 3492 | Morgan Creek | TX | Mitchell | CT2 | OP | Natural Gas Fired Combustion Turbine | GT | IPP Non-CHP | 2 | 89.4 | 68 | 81 | NG | DFO | N | [6 empty] | Y | Y | 68 | 81 | 68 | 81 | 1H | 1H | Y |  | Y
55983 | Luminant Generation Company LLC | 3492 | Morgan Creek | TX | Mitchell | CT3 | OP | Natural Gas Fired Combustion Turbine | GT | IPP Non-CHP | 2 | 89.4 | 68 | 81 | NG | DFO | N | [6 empty] | Y | Y | 68 | 81 | 68 | 81 | 1H | 1H | Y |  | Y
55983 | Luminant Generation Company LLC | 3492 | Morgan Creek | TX | Mitchell | CT4 | OP | Natural Gas Fired Combustion Turbine | GT | IPP Non-CHP | 2 | 89.4 | 68 | 81 | NG | DFO | N | [6 empty] | Y | Y | 68 | 81 | 68 | 81 | 1H | 1H | Y |  | Y
55983 | Luminant Generation Company LLC | 3492 | Morgan Creek | TX | Mitchell | CT5 | OP | Natural Gas Fired Combustion Turbine | GT | IPP Non-CHP | 2 | 89.4 | 68 | 81 | NG | DFO | N | [6 empty] | Y | Y | 68 | 81 | 68 | 81 | 1H | 1H | Y |  | Y
55983 | Luminant Generation Company LLC | 3492 | Morgan Creek | TX | Mitchell | CT6 | OP | Natural Gas Fired Combustion Turbine | GT | IPP Non-CHP | 2 | 89.4 | 67 | 81 | NG | DFO | N | [6 empty] | Y | Y | 67 | 81 | 67 | 81 | 1H | 1H | Y |  | Y
55983 | Luminant Generation Company LLC | 3494 | Permian Basin | TX | Ward | CT1 | OP | Natural Gas Fired Combustion Turbine | GT | IPP Non-CHP | 2 | 89.4 | 68 | 71 | NG | DFO | N | [6 empty] | Y | Y | 68 | 71 | 68 | 71 | 1H | 1H | Y |  | Y
55983 | Luminant Generation Company LLC | 3494 | Permian Basin | TX | Ward | CT2 | OP | Natural Gas Fired Combustion Turbine | GT | IPP Non-CHP | 2 | 89.4 | 65 | 71 | NG | DFO | N | [6 empty] | Y | Y | 65 | 71 | 65 | 71 | 1H | 1H | Y |  | Y
55983 | Luminant Generation Company LLC | 3494 | Permian Basin | TX | Ward | CT3 | OP | Natural Gas Fired Combustion Turbine | GT | IPP Non-CHP | 2 | 89.4 | 68 | 74 | NG | DFO | N | [6 empty] | Y | Y | 68 | 74 | 68 | 74 | 1H | 1H | Y |  | Y
55983 | Luminant Generation Company LLC | 3494 | Permian Basin | TX | Ward | CT4 | OP | Natural Gas Fired Combustion Turbine | GT | IPP Non-CHP | 2 | 89.4 | 69 | 75 | NG | DFO | N | [6 empty] | Y | Y | 69 | 75 | 69 | 75 | 1H | 1H | Y |  | Y
55983 | Luminant Generation Company LLC | 3494 | Permian Basin | TX | Ward | CT5 | OP | Natural Gas Fired Combustion Turbine | GT | IPP Non-CHP | 2 | 89.4 | 70 | 75 | NG | DFO | N | [6 empty] | Y | Y | 70 | 75 | 70 | 75 | 1H | 1H | Y |  | Y
56884 | Big Brown Power Company LLC | 3497 | Big Brown | TX | Freestone | 1 | OP | Conventional Steam Coal | ST | IPP Non-CHP | 2 | 593.4 | 606 | 606 | SUB | LIG | Y | LIG | SUB |  |  |  |  | N
56884 | Big Brown Power Company LLC | 3497 | Big Brown | TX | Freestone | 2 | OP | Conventional Steam Coal | ST | IPP Non-CHP | 2 | 593.4 | 602 | 602 | SUB | LIG | Y | LIG | SUB |  |  |  |  | N
16604 | City of San Antonio - (TX) | 3611 | O W Sommers | TX | Bexar | 1 | OP | Natural Gas Steam Turbine | ST | Electric Utility | 1 | 446 | 420 | 420 | NG | DFO | Y | NG | DFO |  |  |  |  | Y | Y | 420 | 420 | 350 | 350 | 24H | 24H | Y | Y
16604 | City of San Antonio - (TX) | 3611 | O W Sommers | TX | Bexar | 2 | OP | Natural Gas Steam Turbine | ST | Electric Utility | 1 | 446 | 410 | 410 | NG | DFO | Y | NG | DFO |  |  |  |  | Y | Y | 410 | 410 | 350 | 350 | 24H | 24H | Y | Y
16604 | City of San Antonio - (TX) | 3612 | V H Braunig | TX | Bexar | 1 | OP | Natural Gas Steam Turbine | ST | Electric Utility | 1 | 225 | 220 | 220 | NG | DFO | Y | NG | DFO |  |  |  |  | Y | Y | 220 | 220 | 200 | 200 | 24H | 24H | Y | Y
16604 | City of San Antonio - (TX) | 3612 | V H Braunig | TX | Bexar | 2 | OP | Natural Gas Steam Turbine | ST | Electric Utility | 1 | 252 | 235 | 235 | NG | DFO | Y | NG | DFO |  |  |  |  | Y | Y | 235 | 235 | 220 | 220 | 24H | 24H | Y | Y
16604 | City of San Antonio - (TX) | 3612 | V H Braunig | TX | Bexar | 3 | OP | Natural Gas Steam Turbine | ST | Electric Utility | 1 | 417 | 412 | 412 | NG | DFO | Y | NG | DFO |  |  |  |  | Y | Y | 412 | 412 | 390 | 390 | 24H | 24H | Y | Y
16604 | City of San Antonio - (TX) | 3612 | V H Braunig | TX | Bexar | 5 | OP | Natural Gas Fired Combustion Turbine | GT | Electric Utility | 1 | 61 | 47 | 47 | NG | DFO | N | [6 empty] | Y | N | 47 | 47 | 46 | 46 | 6H | 6H | Y | Y | Y
16604 | City of San Antonio - (TX) | 3612 | V H Braunig | TX | Bexar | 6 | OP | Natural Gas Fired Combustion Turbine | GT | Electric Utility | 1 | 61 | 47 | 47 | NG | DFO | N | [6 empty] | Y | N | 47 | 47 | 46 | 46 | 6H | 6H | Y | Y | Y
16604 | City of San Antonio - (TX) | 3612 | V H Braunig | TX | Bexar | 7 | OP | Natural Gas Fired Combustion Turbine | GT | Electric Utility | 1 | 61 | 47 | 47 | NG | DFO | N | [6 empty] | Y | N | 47 | 47 | 46 | 46 | 6H | 6H | Y | Y | Y
16604 | City of San Antonio - (TX) | 3612 | V H Braunig | TX | Bexar | 8 | OP | Natural Gas Fired Combustion Turbine | GT | Electric Utility | 1 | 61 | 47 | 47 | NG | DFO | N | [6 empty] | Y | N | 47 | 47 | 46 | 46 | 6H | 6H | Y | Y | Y
2172 | Brazos Electric Power Coop Inc | 3628 | R W Miller | TX | Palo Pinto | 2 | OP | Natural Gas Steam Turbine | ST | Electric Utility | 1 | 100 | 100 | 100 | NG | DFO | Y | NG | DFO |  |  |  |  | Y | Y | 100 | 120 | 80 | 120 | 6H | 6H | Y |  | Y
2172 | Brazos Electric Power Coop Inc | 3628 | R W Miller | TX | Palo Pinto | 3 | OP | Natural Gas Steam Turbine | ST | Electric Utility | 1 | 200 | 200 | 200 | NG | DFO | Y | NG | DFO |  |  |  |  | Y | Y | 200 | 208 | 180 | 208 | 6H | 6H | Y |  | Y
2172 | Brazos Electric Power Coop Inc | 3628 | R W Miller | TX | Palo Pinto | 4 | OP | Natural Gas Fired Combustion Turbine | GT | Electric Utility | 1 | 118.8 | 104 | 104 | NG | DFO | [7 empty] | Y | [5 empty] | 6H | 6H | Y |  | Y
2172 | Brazos Electric Power Coop Inc | 3628 | R W Miller | TX | Palo Pinto | 5 | OP | Natural Gas Fired Combustion Turbine | GT | Electric Utility | 1 | 118.8 | 104 | 104 | NG | DFO | [7 empty] | Y | [5 empty] | 6H | 6H | Y |  | Y
17583 | South Texas Electric Coop, Inc | 3630 | Pearsall | TX | Frio | 1 | OP | Natural Gas Steam Turbine | ST | Electric Utility | 1 | 22 | 23 | 23 | NG | DFO | N | [6 empty] | Y | Y | 22 | 22 | 22 | 22 | 1H | 1H | N
17583 | South Texas Electric Coop, Inc | 3630 | Pearsall | TX | Frio | 2 | OP | Natural Gas Steam Turbine | ST | Electric Utility | 1 | 22 | 23 | 23 | NG | DFO | N | [6 empty] | Y | Y | 22 | 22 | 22 | 22 | 1H | 1H | N
17583 | South Texas Electric Coop, Inc | 3630 | Pearsall | TX | Frio | 3 | OP | Natural Gas Steam Turbine | ST | Electric Utility | 1 | 22 | 23 | 23 | NG | DFO | N | [6 empty] | Y | Y | 22 | 22 | 22 | 22 | 1H | 1H | N
17583 | South Texas Electric Coop, Inc | 3631 | Sam Rayburn | TX | Victoria | 1 | OP | Natural Gas Fired Combustion Turbine | GT | Electric Utility | 1 | 11.2 | 10.5 | 13 | NG | DFO | N | [6 empty] | Y | N | 11 | 11 | 11 | 11 | 6H | 6H | N
17583 | South Texas Electric Coop, Inc | 3631 | Sam Rayburn | TX | Victoria | 10 | OP | Natural Gas Fired Combined Cycle | CA | Electric Utility | 1 | 42 | 37 | 37 | NG |  | N | [6 empty] | Y | Y | 36 | 36 | 36 | 36 | 1H | 1H | Y |  | Y
17583 | South Texas Electric Coop, Inc | 3631 | Sam Rayburn | TX | Victoria | 2 | OP | Natural Gas Fired Combustion Turbine | GT | Electric Utility | 1 | 11.2 | 11.5 | 14 | NG | DFO | N | [6 empty] | Y | N | 11 | 11 | 11 | 11 | 6H | 6H | N
17583 | South Texas Electric Coop, Inc | 3631 | Sam Rayburn | TX | Victoria | 7 | OP | Natural Gas Fired Combined Cycle | CT | Electric Utility | 1 | 49.2 | 49 | 49 | NG | DFO | N | [6 empty] | Y | N | 49 | 49 | 48 | 48 | 1H | 1H | Y |  | Y
17583 | South Texas Electric Coop, Inc | 3631 | Sam Rayburn | TX | Victoria | 8 | OP | Natural Gas Fired Combined Cycle | CT | Electric Utility | 1 | 49.2 | 49 | 49 | NG | DFO | N | [6 empty] | Y | N | 49 | 49 | 48 | 48 | 1H | 1H | Y |  | Y
17583 | South Texas Electric Coop, Inc | 3631 | Sam Rayburn | TX | Victoria | 9 | OP | Natural Gas Fired Combined Cycle | CT | Electric Utility | 1 | 49.2 | 48 | 48 | NG | DFO | N | [6 empty] | Y | N | 48 | 49 | 48 | 48 | 1H | 1H | Y |  | Y
15444 | Provo City Corp | 3686 | Provo | UT | UTAH | 5 | OP | Natural Gas Internal Combustion Engine | IC | Electric Utility | 1 | 2.5 | 2.5 | 2.5 | NG | DFO | N | [6 empty] | Y | Y | 2.5 | 2.5 | 2.5 | 2.5 | 1H | 1H | Y |  | Y
15444 | Provo City Corp | 3686 | Provo | UT | UTAH | 6 | OP | Natural Gas Internal Combustion Engine | IC | Electric Utility | 1 | 2.5 | 2.5 | 2.5 | NG | DFO | Y | DFO | NG |  |  |  |  | Y | Y | 2.5 | 2.5 | 2.5 | 2.5 | 1H | 1H | Y |  | Y
15444 | Provo City Corp | 3686 | Provo | UT | UTAH | 7 | OP | Natural Gas Internal Combustion Engine | IC | Electric Utility | 1 | 2.5 | 2.5 | 2.5 | NG | DFO | Y | DFO | NG |  |  |  |  | Y | Y | 2.5 | 2.5 | 2.5 | 2.5 | 1H | 1H | Y |  | Y
15444 | Provo City Corp | 3686 | Provo | UT | UTAH | 8 | OP | Natural Gas Internal Combustion Engine | IC | Electric Utility | 1 | 2.5 | 2.5 | 2.5 | NG | DFO | Y | DFO | NG |  |  |  |  | Y | Y | 2.5 | 2.5 | 2.5 | 2.5 | 1H | 1H | Y |  | Y
19876 | Virginia Electric & Power Co | 3797 | Chesterfield | VA | Chesterfield | CT7 | OP | Natural Gas Fired Combined Cycle | CT | Electric Utility | 1 | 145 | 142 | 166 | NG | DFO | Y | NG | DFO |  |  |  |  | Y | Y | 142 | 142 | 142 | 142 | 1H | 1H | Y | Y | Y
19876 | Virginia Electric & Power Co | 3797 | Chesterfield | VA | Chesterfield | CT8 | OP | Natural Gas Fired Combined Cycle | CT | Electric Utility | 1 | 148 | 140 | 175 | NG | DFO | Y | NG | DFO |  |  |  |  | Y | Y | 140 | 140 | 140 | 140 | 1H | 1H | Y | Y | Y
19876 | Virginia Electric & Power Co | 3804 | Possum Point | VA | Prince William | 6A | OP | Natural Gas Fired Combined Cycle | CT | Electric Utility | 1 | 174 | 148.5 | 176.5 | NG | DFO | N | [6 empty] | Y | Y | 148.5 | 176.5 | 148.5 | 176.5 | 6H | 6H | Y | Y | Y
19876 | Virginia Electric & Power Co | 3804 | Possum Point | VA | Prince William | 6B | OP | Natural Gas Fired Combined Cycle | CT | Electric Utility | 1 | 174 | 148.5 | 176.5 | NG | DFO | N | [6 empty] | Y | Y | 148.5 | 176.5 | 148.5 | 176.5 | 6H | 6H | Y | Y | Y
13781 | Northern States Power Co - Minnesota | 3982 | Bay Front | WI | Ashland | 4 | OP | Wood/Wood Waste Biomass | ST | Electric Utility | 1 | 20 | 15 | 15 | WDS | TDF | Y | WDS | SUB | NG | TDF |  |  | N | [5 empty] | 6H
13781 | Northern States Power Co - Minnesota | 3982 | Bay Front | WI | Ashland | 5 | OP | Wood/Wood Waste Biomass | ST | Electric Utility | 1 | 20 | 18 | 18 | WDS | TDF | Y | WDS | SUB | NG | TDF |  |  | N | [5 empty] | 6H
13781 | Northern States Power Co - Minnesota | 4005 | French Island | WI | La Crosse | 1 | OP | Wood/Wood Waste Biomass | ST | Electric Utility | 1 | 15.2 | 9 | 9 | WDS | MSW | Y | WDS | MSW |  |  |  |  | N
13781 | Northern States Power Co - Minnesota | 4005 | French Island | WI | La Crosse | 2 | OP | Wood/Wood Waste Biomass | ST | Electric Utility | 1 | 15.2 | 7 | 7 | WDS | MSW | Y | WDS | MSW |  |  |  |  | N
13781 | Northern States Power Co - Minnesota | 4014 | Wheaton | WI | Chippewa | 1 | OP | Natural Gas Fired Combustion Turbine | GT | Electric Utility | 1 | 48.5 | 44 | 56 | NG | DFO | Y | NG | DFO |  |  |  |  | Y | Y | 44 | 56 | 43.1 | 54.8 | 1H | 1H | Y | Y
13781 | Northern States Power Co - Minnesota | 4014 | Wheaton | WI | Chippewa | 2 | OS | Natural Gas Fired Combustion Turbine | GT | Electric Utility | 1 | 48.5 | 55 | 70 | NG | DFO | Y | NG | DFO |  |  |  |  | Y | Y | 55 | 70 | 53.9 | 68.6 | 1H | 1H | Y | Y
13781 | Northern States Power Co - Minnesota | 4014 | Wheaton | WI | Chippewa | 3 | OP | Natural Gas Fired Combustion Turbine | GT | Electric Utility | 1 | 48.5 | 44 | 56 | NG | DFO | Y | NG | DFO |  |  |  |  | Y | Y | 44 | 56 | 43.1 | 54.8 | 1H | 1H | Y | Y
13781 | Northern States Power Co - Minnesota | 4014 | Wheaton | WI | Chippewa | 4 | OP | Natural Gas Fired Combustion Turbine | GT | Electric Utility | 1 | 48.5 | 47 | 61 | NG | DFO | Y | NG | DFO |  |  |  |  | Y | Y | 47 | 61 | 46 | 59.7 | 1H | 1H | Y | Y
20856 | Wisconsin Power & Light Co | 4050 | Edgewater | WI | Sheboygan | 4 | OP | Conventional Steam Coal | ST | Electric Utility | 1 | 351 | 302.4 | 303.5 | SUB |  | Y | TDF | [5 empty] | N
20856 | Wisconsin Power & Light Co | 4057 | Rock River | WI | Rock | 3 | OP | Natural Gas Fired Combustion Turbine | GT | Electric Utility | 1 | 37.5 | 24.8 | 30.2 | NG | DFO | N | [6 empty] | Y | Y | 31.18 | 31.9 | 31.18 | 31.9 | OVER | 1H | Y | Y | Y
20856 | Wisconsin Power & Light Co | 4057 | Rock River | WI | Rock | 5 | OP | Natural Gas Fired Combustion Turbine | GT | Electric Utility | 1 | 56.7 | 44.1 | 51.9 | NG | DFO | N | [6 empty] | Y | Y | 51.23 | 52.5 | 51.23 | 52.5 | OVER | 6H | Y | Y | Y
20856 | Wisconsin Power & Light Co | 4057 | Rock River | WI | Rock | 6 | OP | Natural Gas Fired Combustion Turbine | GT | Electric Utility | 1 | 56.7 | 44.6 | 52.5 | NG | DFO | N | [6 empty] | Y | Y | 53 | 55 | 53 | 55 | OVER | 1H | Y | Y | Y
20860 | Wisconsin Public Service Corp | 4072 | Pulliam | WI | Brown | 31 | OP | Natural Gas Fired Combustion Turbine | GT | Electric Utility | 1 | 91 | 78.4 | 101.5 | NG | DFO | N | [6 empty] | Y | Y | 87 | 109.3 | 87 | 109.3 | 1H | 1H | Y |  | Y
20860 | Wisconsin Public Service Corp | 4072 | Pulliam | WI | Brown | 7 | OP | Conventional Steam Coal | ST | Electric Utility | 1 | 81.6 | 77.9 | 79.7 | SUB | NG | Y | SUB | NG
20860 | Wisconsin Public Service Corp | 4072 | Pulliam | WI | Brown | 8 | OP | Conventional Steam Coal | ST | Electric Utility | 1 | 149.6 | 133.7 | 135.2 | SUB | NG | Y | SUB | NG
20860 | Wisconsin Public Service Corp | 4076 | West Marinette | WI | Marinette | 31 | OP | Natural Gas Fired Combustion Turbine | GT | Electric Utility | 1 | 41.8 | 37.4 | 48 | NG | DFO | N | [6 empty] | Y | Y | 39.2 | 48.5 | 39.2 | 48.5 | 1H | 1H | Y | Y | Y
20860 | Wisconsin Public Service Corp | 4076 | West Marinette | WI | Marinette | 32 | OP | Natural Gas Fired Combustion Turbine | GT | Electric Utility | 1 | 41.8 | 40.3 | 50.9 | NG | DFO | N | [6 empty] | Y | Y | 39.1 | 48.5 | 39.1 | 48.5 | 1H | 1H | Y | Y | Y
20860 | Wisconsin Public Service Corp | 4076 | West Marinette | WI | Marinette | 33 | OP | Natural Gas Fired Combustion Turbine | GT | Electric Utility | 1 | 103.5 | 75.1 | 96.9 | NG | DFO | Y | DFO | NG |  |  |  |  | Y | Y | 78.7 | 98.7 | 78.7 | 98.7 | 1H | 1H | Y | Y | Y
20860 | Wisconsin Public Service Corp | 4078 | Weston | WI | Marathon | 2 | OP | Conventional Steam Coal | ST | Electric Utility | 1 | 81.6 | 64.7 | 67.1 | SUB | NG | Y | SUB | NG
20860 | Wisconsin Public Service Corp | 4078 | Weston | WI | Marathon | 3 | OP | Conventional Steam Coal | ST | Electric Utility | 1 | 350.5 | 331.1 | 337.4 | SUB | NG | Y | SUB
20860 | Wisconsin Public Service Corp | 4078 | Weston | WI | Marathon | 32 | OP | Natural Gas Fired Combustion Turbine | GT | Electric Utility | 1 | 56.7 | 45.8 | 62.7 | NG | DFO | N | [6 empty] | Y | Y | 44 | 58.8 | 44 | 58.78 | 1H | 1H | Y | Y | Y
20860 | Wisconsin Public Service Corp | 4078 | Weston | WI | Marathon | 4 | OP | Conventional Steam Coal | ST | Electric Utility | 1 | 595 | 534.9 | 542.1 | SUB |  | Y | SUB | [5 empty] | N | N
765 | City of Arcadia - (WI) | 4100 | Arcadia Electric | WI | Trempealeau | 5 | SB | Natural Gas Internal Combustion Engine | IC | Electric Utility | 1 | 3 | 3 | 3 | NG | DFO | N | [6 empty] | Y | Y | 2.7 | 2.7 | 3 | 3 | 1H | 6H | Y |  |  | Y
765 | City of Arcadia - (WI) | 4100 | Arcadia Electric | WI | Trempealeau | 6 | SB | Natural Gas Internal Combustion Engine | IC | Electric Utility | 1 | 3 | 3 | 3 | NG | DFO | N | [6 empty] | Y | Y | 2.6 | 2.6 | 3 | 2.9 | 1H | 6H | Y |  |  | Y
3156 | Village of Cashton - (WI) | 4107 | Cashton | WI | Monroe | 5 | OP | Natural Gas Internal Combustion Engine | IC | Electric Utility | 1 | 1.1 | 1.1 | 1.1 | NG | DFO | N | [6 empty] | Y | N | 1.1 | 0.12 | 1.1 | 1.1 | 1H | 1H | Y | Y
4627 | City of Cumberland - (WI) | 4112 | Cumberland (WI) | WI | Barron | 5 | OP | Natural Gas Internal Combustion Engine | IC | Electric Utility | 1 | 2 | 2.1 | 2.1 | NG | DFO | N | [6 empty] | Y | Y | 2 | 2 | 2 | 2 | 1H | 1H | N
4627 | City of Cumberland - (WI) | 4112 | Cumberland (WI) | WI | Barron | 7 | OP | Natural Gas Internal Combustion Engine | IC | Electric Utility | 1 | 6.6 | 6.2 | 6.2 | NG | DFO | N | [6 empty] | Y | Y | 6.22 | 6.22 | 6.22 | 6.22 | 1H | 1H | N
4627 | City of Cumberland - (WI) | 4112 | Cumberland (WI) | WI | Barron | 8 | OP | Natural Gas Internal Combustion Engine | IC | Electric Utility | 1 | 3.5 | 3.5 | 3.5 | NG | DFO | N | [6 empty] | Y | Y | 3.5 | 3.5 | 3.5 | 3.5 | 1H | 1H | N
5834 | City of Elroy - (WI) | 4113 | Elroy | WI | Juneau | 5 | OP | Petroleum Liquids | IC | Electric Utility | 1 | 2 | 2.2 | 2.2 | DFO | NG | Y | DFO | NG |  |  |  |  | Y | Y | 1.8 | 1.8 | 2 | 1.8 | 1H | 1H | N
11571 | Manitowoc Public Utilities | 4125 | Manitowoc | WI | Manitowoc | 5 | OP | Wood/Wood Waste Biomass | ST | Electric Utility | 1 | 22 | 22 | 22 | WDS | PC | Y | BIT | PC | WDS | SUB
11571 | Manitowoc Public Utilities | 4125 | Manitowoc | WI | Manitowoc | 6 | OP | Wood/Wood Waste Biomass | ST | Electric Utility | 1 | 32 | 22 | 22 | WDS | PC | Y | BIT | PC | WDS | SUB
11571 | Manitowoc Public Utilities | 4125 | Manitowoc | WI | Manitowoc | 9 | OP | Petroleum Coke | ST | Electric Utility | 1 | 63.4 | 58.4 | 58.4 | PC | WDS | Y | PC | SUB | BIT | WDS |  |  | N
11571 | Manitowoc Public Utilities | 4125 | Manitowoc | WI | Manitowoc | IC2 | SB | Natural Gas Internal Combustion Engine | IC | Electric Utility | 1 | 5.5 | 5 | 5 | NG | DFO | Y | NG | DFO |  |  |  |  | Y | Y | 5 | 5 | 5 | 5 | UNK | UNK | Y | Y |  | Y
7634 | City of Greenville - (TX) | 4195 | Powerlane Plant | TX | HUNT | ST1 | OP | Natural Gas Steam Turbine | ST | Electric Utility | 1 | 16.5 | 20 | 20 | NG | DFO | N | [6 empty] | Y | Y | 20 | 20 | 16 | 16 | 1H | 1H | Y |  | Y | Y
7634 | City of Greenville - (TX) | 4195 | Powerlane Plant | TX | HUNT | ST2 | OP | Natural Gas Steam Turbine | ST | Electric Utility | 1 | 25 | 26 | 26 | NG | DFO | N | [6 empty] | Y | Y | 26 | 26 | 22 | 22 | 1H | 1H | Y |  | Y | Y
7634 | City of Greenville - (TX) | 4195 | Powerlane Plant | TX | HUNT | ST3 | OP | Natural Gas Steam Turbine | ST | Electric Utility | 1 | 43.2 | 41 | 41 | NG | DFO | N | [6 empty] | Y | Y | 41 | 41 | 38 | 38 | 1H | 1H | Y |  | Y | Y
19281 | Turlock Irrigation District | 4256 | Walnut | CA | Stanislaus | 1 | OP | Natural Gas Fired Combustion Turbine | GT | Electric Utility | 1 | 24.9 | 23.5 | 24.9 | NG | DFO | N | [6 empty] | Y | Y | 23.5 | 24.9 | 23.5 | 24.9 | 1H | 1H | Y |  | Y
19281 | Turlock Irrigation District | 4256 | Walnut | CA | Stanislaus | 2 | OP | Natural Gas Fired Combustion Turbine | GT | Electric Utility | 1 | 24.9 | 23.5 | 24.9 | NG | DFO | N | [6 empty] | Y | Y | 23.5 | 24.9 | 23.5 | 24.9 | 1H | 1H | Y |  | Y
12807 | Michigan South Central Pwr Agy | 4259 | Endicott Station | MI | HILLSDALE | 1 | OP | Conventional Steam Coal | ST | Electric Utility | 1 | 55 | 55 | 55 | BIT | TDF | Y | TDF | BIT | PC |  |  |  | N | N
15474 | Public Service Co of Oklahoma | 4940 | Riverside (OK) | OK | Tulsa | 1 | OP | Natural Gas Steam Turbine | ST | Electric Utility | 1 | 473 | 454 | 454 | NG | DFO | Y | NG | DFO |  |  |  |  | Y | Y | 454 | 453 | 390 | 375 | UNK | UNK | Y |  |  | Y
15474 | Public Service Co of Oklahoma | 4940 | Riverside (OK) | OK | Tulsa | 2 | OP | Natural Gas Steam Turbine | ST | Electric Utility | 1 | 473 | 455 | 455 | NG | DFO | Y | NG | DFO |  |  |  |  | Y | Y | 455 | 455 | 410 | 375 | UNK | UNK | Y |  |  | Y
56606 | Calpine New Jersey Generation LLC | 5083 | Cumberland (NJ) | NJ | Cumberland | CUMB | OP | Natural Gas Fired Combustion Turbine | GT | IPP Non-CHP | 2 | 99.4 | 86.6 | 104.1 | NG | KER | N | [6 empty] | Y | N | 85.4 | 105.1 | 85.4 | 105.1 | 6H | 6H | Y |  | Y
56606 | Calpine New Jersey Generation LLC | 5083 | Cumberland (NJ) | NJ | Cumberland | CUMB2 | OP | Natural Gas Fired Combustion Turbine | GT | IPP Non-CHP | 2 | 131.8 | 96.5 | 102 | NG | KER | N | [6 empty] | Y | N | 92.9 | 102.5 | 92.9 | 102.5 | 6H | 6H | Y |  | Y
5109 | DTE Electric Company | 6034 | Belle River | MI | St Clair | ST1 | OP | Conventional Steam Coal | ST | Electric Utility | 1 | 697.5 | 635 | 635 | SUB | DFO | Y | SUB | DFO
5109 | DTE Electric Company | 6034 | Belle River | MI | St Clair | ST2 | OP | Conventional Steam Coal | ST | Electric Utility | 1 | 697.5 | 635 | 635 | SUB | DFO | Y | SUB | DFO
5109 | DTE Electric Company | 6035 | Greenwood (MI) | MI | St Clair | 1 | OP | Natural Gas Steam Turbine | ST | Electric Utility | 1 | 815.4 | 785 | 785 | NG | RFO | Y | NG | RFO |  |  |  |  | N | N | 550 |  | 785 |  | UNK
5580 | East Kentucky Power Coop, Inc | 6041 | H L Spurlock | KY | Mason | 3 | OP | Conventional Steam Coal | ST | Electric Utility | 1 | 329.4 | 268 | 268 | BIT | TDF | Y | BIT | WC | TDF | WDS |  |  | N
5580 | East Kentucky Power Coop, Inc | 6041 | H L Spurlock | KY | Mason | 4 | OP | Conventional Steam Coal | ST | Electric Utility | 1 | 329.4 | 268 | 268 | BIT | TDF | Y | BIT | WC | TDF | WDS |  |  | N
6452 | Florida Power & Light Co | 6042 | Manatee | FL | Manatee | 1 | OP | Petroleum Liquids | ST | Electric Utility | 1 | 863.3 | 812 | 822 | RFO | NG | Y | RFO | NG |  |  |  |  | Y | Y | 814 | 522 | 814 | 795 | 1H | 1H | N
6452 | Florida Power & Light Co | 6042 | Manatee | FL | Manatee | 2 | OP | Petroleum Liquids | ST | Electric Utility | 1 | 863.3 | 812 | 822 | RFO | NG | Y | RFO | NG |  |  |  |  | Y | Y | 814 | 522 | 814 | 795 | 1H | 1H | N
6452 | Florida Power & Light Co | 6043 | Martin | FL | Martin | 1 | OP | Petroleum Liquids | ST | Electric Utility | 1 | 934.5 | 826 | 832 | RFO | NG | Y | RFO | NG |  |  |  |  | Y | Y | 828 | 539 | 828 | 767 | 1H | 1H | N
6452 | Florida Power & Light Co | 6043 | Martin | FL | Martin | 2 | OP | Petroleum Liquids | ST | Electric Utility | 1 | 934.5 | 826 | 832 | RFO | NG | Y | RFO | NG |  |  |  |  | Y | Y | 821 | 539 | 821 | 767 | 1H | 1H | N
6452 | Florida Power & Light Co | 6043 | Martin | FL | Martin | 8 | OP | Natural Gas Fired Combined Cycle | CA | Electric Utility | 1 | 471.7 | 1105 | 1180 | NG | SUN | N | [6 empty] | Y | Y | 439 | 458 | 333 | 359 | 1H | 6H | Y | Y | Y
6452 | Florida Power & Light Co | 6043 | Martin | FL | Martin | 8A | OP | Natural Gas Fired Combined Cycle | CT | Electric Utility | 1 | 188.2 |  |  | NG | DFO | N | [6 empty] | Y | Y | 160 | 173 | 165 | 178 | 1H | 6H | Y | Y | Y
6452 | Florida Power & Light Co | 6043 | Martin | FL | Martin | 8B | OP | Natural Gas Fired Combined Cycle | CT | Electric Utility | 1 | 188.2 |  |  | NG | DFO | N | [6 empty] | Y | Y | 160 | 173 | 165 | 178 | 1H | 6H | Y | Y | Y
6452 | Florida Power & Light Co | 6043 | Martin | FL | Martin | 8C | OP | Natural Gas Fired Combined Cycle | CT | Electric Utility | 1 | 188.2 |  |  | NG | DFO | N | [6 empty] | Y | Y | 160 | 173 | 165 | 178 | 1H | 6H | Y | Y | Y
6452 | Florida Power & Light Co | 6043 | Martin | FL | Martin | 8D | OP | Natural Gas Fired Combined Cycle | CT | Electric Utility | 1 | 188.2 |  |  | NG | DFO | N | [6 empty] | Y | Y | 160 | 173 | 165 | 178 | 1H | 6H | Y | Y | Y
6455 | Duke Energy Florida, Inc | 6046 | DeBary | FL | Volusia | 7 | OP | Natural Gas Fired Combustion Turbine | GT | Electric Utility | 1 | 105.3 | 83 | 97 | NG | DFO | N | [6 empty] | Y | Y | 83 | 94 | 83 | 94 | 1H | 1H | Y | Y | Y
6455 | Duke Energy Florida, Inc | 6046 | DeBary | FL | Volusia | 8 | OP | Natural Gas Fired Combustion Turbine | GT | Electric Utility | 1 | 105.3 | 83 | 96 | NG | DFO | N | [6 empty] | Y | Y | 83 | 96 | 83 | 96 | 1H | 1H | Y | Y | Y
6455 | Duke Energy Florida, Inc | 6046 | DeBary | FL | Volusia | 9 | OP | Natural Gas Fired Combustion Turbine | GT | Electric Utility | 1 | 105.3 | 81 | 97 | NG | DFO | N | [6 empty] | Y | Y | 81 | 97 | 81 | 97 | 1H | 1H | Y | Y | Y
16181 | Rochester Public Utilities | 6058 | Cascade Creek | MN | Olmsted | 1 | OP | Natural Gas Fired Combustion Turbine | GT | Electric Utility | 1 | 35 | 27.9 | 30.2 | NG | DFO | N | [6 empty] | Y | Y | 28 | 30 | 27.9 | 30 | 1H | 1H | N
16181 | Rochester Public Utilities | 6058 | Cascade Creek | MN | Olmsted | 2 | OP | Natural Gas Fired Combustion Turbine | GT | Electric Utility | 1 | 49.9 | 49.5 | 49.9 | NG | DFO | N | [6 empty] | Y | Y | 47.5 | 47.5 | 47.5 | 47.5 | 1H | 1H | N
9216 | Imperial Irrigation District | 6060 | Coachella | CA | Riverside | 1 | OP | Natural Gas Fired Combustion Turbine | GT | Electric Utility | 1 | 23.1 | 20.1 | 20.1 | NG | DFO | Y | NG | DFO |  |  |  |  | Y | Y | 18 | 21.5 | 18 | 21.5 | 1H | 1H | Y |  | Y
9216 | Imperial Irrigation District | 6060 | Coachella | CA | Riverside | 2 | OP | Natural Gas Fired Combustion Turbine | GT | Electric Utility | 1 | 23.1 | 20 | 20 | NG | DFO | Y | NG | DFO |  |  |  |  | Y | Y | 18 | 21.5 | 18 | 21.5 | 1H | 1H | Y |  | Y
9216 | Imperial Irrigation District | 6060 | Coachella | CA | Riverside | 3 | OP | Natural Gas Fired Combustion Turbine | GT | Electric Utility | 1 | 23.1 | 20.7 | 20.7 | NG | DFO | Y | NG | DFO |  |  |  |  | Y | Y | 18 | 21.5 | 18 | 21.5 | 1H | 1H | Y |  | Y
9216 | Imperial Irrigation District | 6060 | Coachella | CA | Riverside | 4 | OP | Natural Gas Fired Combustion Turbine | GT | Electric Utility | 1 | 23.1 | 20.8 | 20.8 | NG | DFO | Y | NG | DFO |  |  |  |  | Y | Y | 18 | 21.5 | 18 | 21.5 | 1H | 1H | Y |  | Y
12341 | MidAmerican Energy Co | 6063 | Electrifarm | IA | Black Hawk | 1 | OP | Natural Gas Fired Combustion Turbine | GT | Electric Utility | 1 | 71.2 | 59.2 | 74.7 | NG | DFO | Y | NG | DFO |  |  |  |  | Y | Y | 60 | 72.8 | 60 | 72.8 | 1H | 1H | N
12341 | MidAmerican Energy Co | 6063 | Electrifarm | IA | Black Hawk | 2 | OP | Natural Gas Fired Combustion Turbine | GT | Electric Utility | 1 | 89 | 66.5 | 81 | NG | DFO | Y | NG | DFO |  |  |  |  | Y | Y | 67.8 | 78.5 | 67.8 | 78.5 | 1H | 1H | N
12341 | MidAmerican Energy Co | 6063 | Electrifarm | IA | Black Hawk | 3 | OP | Natural Gas Fired Combustion Turbine | GT | Electric Utility | 1 | 103.9 | 69.4 | 88.7 | NG | DFO | Y | NG | DFO |  |  |  |  | Y | Y | 72 | 86.5 | 72 | 86.5 | 1H | 1H | N
9996 | City of Kansas City - (KS) | 6064 | Nearman Creek | KS | Wyandotte | CT4 | OP | Natural Gas Fired Combustion Turbine | GT | Electric Utility | 1 | 94 | 76 | 76 | NG | DFO | N | [6 empty] | Y | Y | 85 | 88 | 88 | 88 | 1H | 1H | N
12686 | Mississippi Power Co | 6073 | Victor J Daniel Jr | MS | Jackson | 1 | OP | Conventional Steam Coal | ST | Electric Utility | 1 | 548.3 | 510 | 510 | BIT | SUB | Y | BIT | SUB |  |  |  |  | N
12686 | Mississippi Power Co | 6073 | Victor J Daniel Jr | MS | Jackson | 2 | OP | Conventional Steam Coal | ST | Electric Utility | 1 | 548.3 | 510 | 510 | BIT | SUB | Y | BIT | SUB |  |  |  |  | N
11806 | Massachusetts Mun Wholes Electric Co | 6081 | Stony Brook | MA | Hampden | CT1 | OP | Petroleum Liquids | CT | Electric Utility | 1 | 85 | 69.7 | 87 | DFO | NG | Y | DFO | NG |  |  |  |  | Y | Y | 69.7 | 90 | 69.7 | 90 | 1H | 1H | Y | Y
11806 | Massachusetts Mun Wholes Electric Co | 6081 | Stony Brook | MA | Hampden | CT2 | OP | Petroleum Liquids | CT | Electric Utility | 1 | 85 | 69.7 | 87 | DFO | NG | Y | DFO | NG |  |  |  |  | Y | Y | 69.7 | 90 | 69.7 | 90 | 1H | 1H | Y | Y
11806 | Massachusetts Mun Wholes Electric Co | 6081 | Stony Brook | MA | Hampden | CT3 | OP | Petroleum Liquids | CT | Electric Utility | 1 | 85 | 69.7 | 87 | DFO | NG | Y | DFO | NG |  |  |  |  | Y | Y | 69.7 | 90 | 69.7 | 90 | 1H | 1H | Y | Y
13756 | Northern Indiana Pub Serv Co | 6085 | R M Schahfer | IN | Jasper | 15 | OP | Conventional Steam Coal | ST | Electric Utility | 1 | 556.4 | 472 | 472 | SUB | NG | Y | SUB | NG |  |  |  |  | N
13756 | Northern Indiana Pub Serv Co | 6085 | R M Schahfer | IN | Jasper | 17 | OP | Conventional Steam Coal | ST | Electric Utility | 1 | 423.5 | 361 | 361 | BIT | NG | Y | BIT | NG |  |  |  |  | N
13756 | Northern Indiana Pub Serv Co | 6085 | R M Schahfer | IN | Jasper | 18 | OP | Conventional Steam Coal | ST | Electric Utility | 1 | 423.5 | 361 | 361 | BIT | NG | Y | BIT | NG |  |  |  |  | N
24211 | Tucson Electric Power Co | 6088 | North Loop | AZ | PIMA | 1 | OP | Natural Gas Fired Combustion Turbine | GT | Electric Utility | 1 | 27 | 25 | 26.8 | NG | DFO | Y | NG | DFO |  |  |  |  | Y | Y | 25 | 25 | 25 | 25 | 1H | 1H | N
24211 | Tucson Electric Power Co | 6088 | North Loop | AZ | PIMA | 2 | OP | Natural Gas Fired Combustion Turbine | GT | Electric Utility | 1 | 27 | 25 | 26.8 | NG | DFO | Y | NG | DFO |  |  |  |  | Y | Y | 25 | 25 | 25 | 25 | 1H | 1H | N
24211 | Tucson Electric Power Co | 6088 | North Loop | AZ | PIMA | 3 | OP | Natural Gas Fired Combustion Turbine | GT | Electric Utility | 1 | 27 | 25 | 26.8 | NG | DFO | Y | NG | DFO |  |  |  |  | Y | Y | 23 | 23 | 23 | 23 | 1H | 1H | N
12199 | Montana-Dakota Utilities Co | 6089 | Lewis & Clark | MT | Richland | 1 | OP | Conventional Steam Coal | ST | Electric Utility | 1 | 50 | 53.1 | 44 | LIG | NG | Y | LIG | NG |  |  |  |  | N
15500 | Puget Sound Energy Inc | 6120 | Whitehorn | WA | Whatcom | 2 | OP | Natural Gas Fired Combustion Turbine | GT | Electric Utility | 1 | 84.6 | 67 | 81.1 | NG | DFO | Y | NG | DFO |  |  |  |  | Y | Y | 65 | 81 | 65 | 81 | 1H | 1H | N
15500 | Puget Sound Energy Inc | 6120 | Whitehorn | WA | Whatcom | 3 | OP | Natural Gas Fired Combustion Turbine | GT | Electric Utility | 1 | 84.6 | 67 | 81.1 | NG | DFO | Y | NG | DFO |  |  |  |  | Y | Y | 65 | 81 | 65 | 81 | 1H | 1H | N
7140 | Georgia Power Co | 6124 | McIntosh | GA | Effingham | CT1 | OP | Natural Gas Fired Combustion Turbine | GT | Electric Utility | 1 | 101.3 | 82.2 | 94.5 | NG | DFO | N | [6 empty] | Y | Y | 82.2 | 94.5 | 82.2 | 94.5 | 1H | 1H | Y |  | Y
7140 | Georgia Power Co | 6124 | McIntosh | GA | Effingham | CT2 | OP | Natural Gas Fired Combustion Turbine | GT | Electric Utility | 1 | 101.3 | 82.2 | 94.5 | NG | DFO | N | [6 empty] | Y | Y | 82.2 | 94.5 | 82.2 | 94.5 | 1H | 1H | Y |  | Y
7140 | Georgia Power Co | 6124 | McIntosh | GA | Effingham | CT3 | OP | Natural Gas Fired Combustion Turbine | GT | Electric Utility | 1 | 101.3 | 82.2 | 94.5 | NG | DFO | N | [6 empty] | Y | Y | 82.2 | 94.5 | 82.2 | 94.5 | 1H | 1H | Y |  | Y
7140 | Georgia Power Co | 6124 | McIntosh | GA | Effingham | CT4 | OP | Natural Gas Fired Combustion Turbine | GT | Electric Utility | 1 | 101.3 | 82.2 | 94.5 | NG | DFO | N | [6 empty] | Y | Y | 82.2 | 94.5 | 82.2 | 94.5 | 1H | 1H | Y |  | Y
7140 | Georgia Power Co | 6124 | McIntosh | GA | Effingham | CT5 | OP | Natural Gas Fired Combustion Turbine | GT | Electric Utility | 1 | 101.3 | 82.2 | 94.5 | NG | DFO | N | [6 empty] | Y | Y | 82.2 | 94.5 | 82.2 | 94.5 | 1H | 1H | Y |  | Y
7140 | Georgia Power Co | 6124 | McIntosh | GA | Effingham | CT6 | OP | Natural Gas Fired Combustion Turbine | GT | Electric Utility | 1 | 101.3 | 82.2 | 94.5 | NG | DFO | N | [6 empty] | Y | Y | 82.2 | 94.5 | 82.2 | 94.5 | 1H | 1H | Y |  | Y
7140 | Georgia Power Co | 6124 | McIntosh | GA | Effingham | CT7 | OP | Natural Gas Fired Combustion Turbine | GT | Electric Utility | 1 | 101.3 | 82.2 | 94.5 | NG | DFO | N | [6 empty] | Y | Y | 82.2 | 94.5 | 82.2 | 94.5 | 1H | 1H | Y |  | Y
7140 | Georgia Power Co | 6124 | McIntosh | GA | Effingham | CT8 | OP | Natural Gas Fired Combustion Turbine | GT | Electric Utility | 1 | 101.3 | 82.2 | 94.5 | NG | DFO | N | [6 empty] | Y | Y | 82.2 | 94.5 | 82.2 | 94.5 | 1H | 1H | Y |  | Y
17633 | Southern Indiana Gas & Elec Co | 6137 | A B Brown | IN | Posey | 4 | OP | Natural Gas Fired Combustion Turbine | GT | Electric Utility | 1 | 88.2 | 80 | 87 | NG | DFO | N | [6 empty] | Y | N | 80 | 87 | 80 | 87 | 24H | 24H | Y | Y
55983 | Luminant Generation Company LLC | 6146 | Martin Lake | TX | Rusk | 1 | OP | Conventional Steam Coal | ST | IPP Non-CHP | 2 | 793.2 | 800 | 815 | LIG | SUB | Y | LIG | SUB
55983 | Luminant Generation Company LLC | 6146 | Martin Lake | TX | Rusk | 2 | OP | Conventional Steam Coal | ST | IPP Non-CHP | 2 | 793.2 | 805 | 820 | LIG | SUB | Y | LIG | SUB
55983 | Luminant Generation Company LLC | 6146 | Martin Lake | TX | Rusk | 3 | OP | Conventional Steam Coal | ST | IPP Non-CHP | 2 | 793.2 | 805 | 820 | LIG | SUB | Y | LIG | SUB
55983 | Luminant Generation Company LLC | 6147 | Monticello | TX | Titus | 1 | OP | Conventional Steam Coal | ST | IPP Non-CHP | 2 | 593.4 | 535 | 580 | SUB | LIG | Y | LIG | SUB
55983 | Luminant Generation Company LLC | 6147 | Monticello | TX | Titus | 2 | OP | Conventional Steam Coal | ST | IPP Non-CHP | 2 | 593.4 | 535 | 580 | SUB | LIG | Y | LIG | SUB
55983 | Luminant Generation Company LLC | 6147 | Monticello | TX | Titus | 3 | OP | Conventional Steam Coal | ST | IPP Non-CHP | 2 | 793.2 | 795 | 795 | SUB | LIG | Y | LIG | SUB
15452 | PSEG Power Connecticut LLC | 6156 | New Haven Harbor | CT | New Haven | 1 | OP | Petroleum Liquids | ST | IPP Non-CHP | 2 | 460 | 442.5 | 453 | RFO | NG | Y | RFO | NG |  |  |  |  | Y | Y | 150 | 150 | 447.9 | 453.4 | 1H | 1H | Y |  |  | Y
15452 | PSEG Power Connecticut LLC | 6156 | New Haven Harbor | CT | New Haven | 2 | OP | Petroleum Liquids | GT | IPP Non-CHP | 2 | 60.5 | 43.2 | 48.5 | KER | NG | N | [6 empty] | Y | Y | 43.2 | 48.6 | 43.2 | 48.6 | 1H | 1H | Y | Y
15452 | PSEG Power Connecticut LLC | 6156 | New Haven Harbor | CT | New Haven | 3 | OP | Petroleum Liquids | GT | IPP Non-CHP | 2 | 60.5 | 43.2 | 48.5 | KER | NG | N | [6 empty] | Y | Y | 43.2 | 48.6 | 43.2 | 48.6 | 1H | 1H | Y | Y
15452 | PSEG Power Connecticut LLC | 6156 | New Haven Harbor | CT | New Haven | 4 | OP | Petroleum Liquids | GT | IPP Non-CHP | 2 | 60.5 | 43.2 | 48.5 | KER | NG | N | [6 empty] | Y | Y | 43.2 | 48.6 | 43.2 | 48.6 | 1H | 1H | Y | Y
57097 | Oak Grove Management Co LLC | 6180 | Oak Grove (TX) | TX | Robertson | OG1 | OP | Conventional Steam Coal | ST | IPP Non-CHP | 2 | 916.8 | 840 | 840 | LIG | NG | Y | LIG | NG
57097 | Oak Grove Management Co LLC | 6180 | Oak Grove (TX) | TX | Robertson | OG2 | OP | Conventional Steam Coal | ST | IPP Non-CHP | 2 | 878.6 | 825 | 825 | LIG | NG | Y | LIG | NG |  |  |  |  | N
3265 | Cleco Power LLC | 6190 | Brame Energy Center | LA | Rapides | 1 | OP | Natural Gas Steam Turbine | ST | Electric Utility | 1 | 445.5 | 419.2 | 422 | NG | RFO | Y | NG | DFO | RFO |  |  |  | Y | Y | 440 |  |  |  | UNK | UNK | Y |  |  | Y
3265 | Cleco Power LLC | 6190 | Brame Energy Center | LA | Rapides | 3 | OP | Petroleum Coke | ST | Electric Utility | 1 | 703.8 | 631.3 | 628 | PC | BIT | Y | PC | SUB | LIG | BIT | WDS |  | N
17718 | Southwestern Public Service Co | 6193 | Harrington | TX | Potter | 1 | OP | Conventional Steam Coal | ST | Electric Utility | 1 | 360 | 339 | 339 | SUB | NG | Y | SUB | NG |  |  |  |  | N
17718 | Southwestern Public Service Co | 6193 | Harrington | TX | Potter | 2 | OP | Conventional Steam Coal | ST | Electric Utility | 1 | 360 | 339 | 339 | SUB | NG | Y | SUB | NG |  |  |  |  | N
17718 | Southwestern Public Service Co | 6193 | Harrington | TX | Potter | 3 | OP | Conventional Steam Coal | ST | Electric Utility | 1 | 360 | 340 | 340 | SUB | NG | Y | SUB | NG |  |  |  |  | N
17718 | Southwestern Public Service Co | 6194 | Tolk | TX | Lamb | 1 | OP | Conventional Steam Coal | ST | Electric Utility | 1 | 567.9 | 532 | 532 | SUB | NG | Y | SUB | NG |  |  |  |  | N
17718 | Southwestern Public Service Co | 6194 | Tolk | TX | Lamb | 2 | OP | Conventional Steam Coal | ST | Electric Utility | 1 | 567.9 | 535 | 535 | SUB | NG | Y | SUB | NG |  |  |  |  | N
17833 | City Utilities of Springfield - (MO) | 6195 | John Twitty Energy Center | MO | Greene | GT1 | OP | Natural Gas Fired Combustion Turbine | GT | Electric Utility | 1 | 57 | 52 | 52 | NG | DFO | N | [6 empty] | Y | N | 52 | 52 | 52 | 52 | 1H | UNK | Y |  | Y
17833 | City Utilities of Springfield - (MO) | 6195 | John Twitty Energy Center | MO | Greene | GT2 | OP | Natural Gas Fired Combustion Turbine | GT | Electric Utility | 1 | 52 | 52 | 52 | NG | DFO | N | [6 empty] | Y | N | 52 | 52 | 52 | 52 | 1H | UNK | Y |  | Y
17833 | City Utilities of Springfield - (MO) | 6195 | John Twitty Energy Center | MO | Greene | ST1 | OP | Conventional Steam Coal | ST | Electric Utility | 1 | 194 | 184 | 184 | SUB | NG | Y | SUB | NG | BIT |  |  |  | N
17833 | City Utilities of Springfield - (MO) | 6195 | John Twitty Energy Center | MO | Greene | ST2 | OP | Conventional Steam Coal | ST | Electric Utility | 1 | 300 | 275 | 275 | SUB | NG | Y | SUB | NG |  |  |  |  | N
5529 | City of Durant - (IA) | 6220 | Durant | IA | Cedar | 6A | SB | Petroleum Liquids | IC | Electric Utility | 1 | 2 | 2.1 | 2.1 | DFO | NG | Y | NG | DFO |  |  |  |  | Y | Y | 2.07 | 2.07 | 2.07 | 2.07 | 1H | 1H | N
5860 | Empire District Electric Co | 6223 | Empire Energy Center | MO | Jasper | 1 | OP | Natural Gas Fired Combustion Turbine | GT | Electric Utility | 1 | 129 | 82 | 86 | NG | JF | N | [6 empty] | Y | Y | 86 | 86 | 86 | 86 | 1H | 1H | Y | Y
5860 | Empire District Electric Co | 6223 | Empire Energy Center | MO | Jasper | 2 | OP | Natural Gas Fired Combustion Turbine | GT | Electric Utility | 1 | 129 | 82 | 86 | NG | JF | N | [6 empty] | Y | Y | 86 | 86 | 86 | 86 | 1H | 1H | Y | Y
5860 | Empire District Electric Co | 6223 | Empire Energy Center | MO | Jasper | 3 | OP | Natural Gas Fired Combustion Turbine | GT | Electric Utility | 1 | 60.5 | 49 | 62 | NG | JF | N | [6 empty] | Y | Y | 49 | 49 | 49 | 49 | 1H | 1H | Y | Y
5860 | Empire District Electric Co | 6223 | Empire Energy Center | MO | Jasper | 4 | OP | Natural Gas Fired Combustion Turbine | GT | Electric Utility | 1 | 60.5 | 49 | 62 | NG | JF | N | [6 empty] | Y | Y | 49 | 49 | 49 | 49 | 1H | 1H | Y | Y
20847 | Wisconsin Electric Power Co | 6253 | Germantown | WI | Washington | 5 | OP | Natural Gas Fired Combustion Turbine | GT | Electric Utility | 1 | 90.9 | 78 | 96 | NG | DFO | N | [6 empty] | Y | Y | 78 | 96 | 78 | 96 | 1H | 1H | Y |  | Y
11018 | Lincoln Electric System | 6373 | Rokeby | NE | Lancaster | 1 | OP | Natural Gas Fired Combustion Turbine | GT | Electric Utility | 1 | 72.4 | 72 | 72 | NG | DFO | N | [6 empty] | Y | Y | 72 | 72 | 72 | 72 | 1H | 1H | N
11018 | Lincoln Electric System | 6373 | Rokeby | NE | Lancaster | 2 | OP | Natural Gas Fired Combustion Turbine | GT | Electric Utility | 1 | 95.4 | 89 | 88.9 | NG | DFO | N | [6 empty] | Y | Y | 89 | 91 | 84 | 91 | 1H | 6H | Y |  |  | Y
11018 | Lincoln Electric System | 6373 | Rokeby | NE | Lancaster | 3 | OP | Natural Gas Fired Combustion Turbine | GT | Electric Utility | 1 | 95.4 | 94 | 96 | NG | DFO | N | [6 empty] | Y | Y | 94 | 96 | 96 | 96 | 1H | 6H | Y |  |  | Y
10071 | Kauai Island Utility Cooperative | 6474 | Port Allen (HI) | HI | Kauai | ST1 | OP | Petroleum Liquids | ST | Electric Utility | 1 | 10 | 9 | 9 | DFO | WO | Y | DFO | WO |  |  |  |  | N
19728 | UNS Electric, Inc | 6515 | Valencia | AZ | Santa Cruz | GT1 | SB | Natural Gas Fired Combustion Turbine | GT | Electric Utility | 1 | 18 | 13.5 | 14.8 | NG | DFO | Y | NG | DFO |  |  |  |  | Y | Y | 14.7 | 13.5 | 14.7 | 13.5 | 1H | 1H | N
19728 | UNS Electric, Inc | 6515 | Valencia | AZ | Santa Cruz | GT2 | SB | Natural Gas Fired Combustion Turbine | GT | Electric Utility | 1 | 18 | 13.5 | 14.8 | NG | DFO | Y | NG | DFO |  |  |  |  | Y | Y | 14.7 | 13.5 | 14.7 | 13.5 | 1H | 1H | N
19728 | UNS Electric, Inc | 6515 | Valencia | AZ | Santa Cruz | GT3 | SB | Natural Gas Fired Combustion Turbine | GT | Electric Utility | 1 | 18 | 13.5 | 14.8 | NG | DFO | Y | NG | DFO |  |  |  |  | Y | Y | 14.7 | 13.5 | 14.7 | 13.5 | 1H | 1H | N
19728 | UNS Electric, Inc | 6515 | Valencia | AZ | Santa Cruz | GT4 | OP | Natural Gas Fired Combustion Turbine | GT | Electric Utility | 1 | 54 | 19.8 | 21.2 | NG | DFO | Y | NG | DFO |  |  |  |  | Y | Y | 18.9 | 20 | 18.9 | 20 | 1H | 1H | N
20214 | Waverly Municipal Elec Utility | 6554 | Waverly Municipal Electric North Plant | IA | Bremer | 7 | OP | Natural Gas Internal Combustion Engine | IC | Electric Utility | 1 | 3.5 | 3.5 | 3.5 | NG | DFO | N | [6 empty] | Y | Y | 3.5 | 3.5 | 3.5 | 3.5 | 1H | 1H | Y | Y
20214 | Waverly Municipal Elec Utility | 6554 | Waverly Municipal Electric North Plant | IA | Bremer | 8 | OP | Natural Gas Internal Combustion Engine | IC | Electric Utility | 1 | 3.7 | 3.7 | 3.7 | NG | DFO | N | [6 empty] | Y | Y | 3.7 | 3.7 | 3.7 | 3.7 | 1H | 1H | Y | Y
20214 | Waverly Municipal Elec Utility | 6554 | Waverly Municipal Electric North Plant | IA | Bremer | 9 | OP | Natural Gas Internal Combustion Engine | IC | Electric Utility | 1 | 3.7 | 3.7 | 3.7 | NG | DFO | N | [6 empty] | Y | Y | 3.7 | 3.7 | 3.7 | 3.7 | 1H | 1H | Y | Y
298 | City of Alexandria - (LA) | 6558 | D G Hunter | LA | Rapides | 3 | SB | Natural Gas Steam Turbine | ST | Electric Utility | 1 | 55 | 50 | 50 | NG | DFO | N | [6 empty] | Y | Y | 50 | 50 | 40 | 40 | 6H | 24H | Y | Y | Y
298 | City of Alexandria - (LA) | 6558 | D G Hunter | LA | Rapides | 4 | OP | Natural Gas Steam Turbine | ST | Electric Utility | 1 | 85 | 80 | 80 | NG | DFO | N | [6 empty] | Y | Y | 70 | 70 | 65 | 65 | 6H | 24H | Y | Y | Y
599 | Anchorage Municipal Light and Power | 6559 | George M Sullivan Generation Plant 2 | AK | Anchorage | 5 | OP | Natural Gas Fired Combined Cycle | CT | Electric Utility | 1 | 38.1 | 33.8 | 37.4 | NG | DFO | Y | NG | DFO |  |  |  |  | Y | Y | 33.8 | 37.6 | 33.8 | 37.6 | 1H | 1H | Y | Y
599 | Anchorage Municipal Light and Power | 6559 | George M Sullivan Generation Plant 2 | AK | Anchorage | 7 | OP | Natural Gas Fired Combined Cycle | CT | Electric Utility | 1 | 102.6 | 102.6 | 81.8 | NG | DFO | Y | NG | DFO |  |  |  |  | Y | Y | 74.4 | 81.8 | 74.4 | 81.8 | 1H | 1H | Y | Y
9776 | City of Johnson - (KS) | 6579 | Johnson | KS | Stanton | 1 | OP | Petroleum Liquids | IC | Electric Utility | 1 | 0.6 | 0.6 | 0.6 | DFO | NG | [7 empty] | Y | Y | 0.5 | 0.5 | 0.5 | 0.5 | UNK | UNK | Y |  |  | Y
9776 | City of Johnson - (KS) | 6579 | Johnson | KS | Stanton | 2 | OP | Petroleum Liquids | IC | Electric Utility | 1 | 0.9 | 0.7 | 0.7 | DFO | NG | [7 empty] | Y | Y | 0.8 | 0.8 | 0.8 | 0.8 | UNK | UNK | Y |  |  | Y
9776 | City of Johnson - (KS) | 6579 | Johnson | KS | Stanton | 4 | OP | Petroleum Liquids | IC | Electric Utility | 1 | 0.5 | 0.5 | 0.5 | DFO | NG | [7 empty] | Y | Y | 0.25 | 0.25 | 0.25 | 0.25 | UNK | UNK | Y |  |  | Y
9776 | City of Johnson - (KS) | 6579 | Johnson | KS | Stanton | 5 | OP | Petroleum Liquids | IC | Electric Utility | 1 | 0.3 | 0.3 | 0.3 | DFO | NG | [7 empty] | Y | Y | 0.2 | 0.2 | 0.2 | 0.2 | UNK | UNK | Y |  |  | Y
9776 | City of Johnson - (KS) | 6579 | Johnson | KS | Stanton | 7 | OP | Petroleum Liquids | IC | Electric Utility | 1 | 1.5 | 1.2 | 1.2 | DFO | NG | [7 empty] | Y | Y | 1.1 | 1.1 | 1.1 | 1.1 | UNK | UNK | Y |  |  | Y
9776 | City of Johnson - (KS) | 6579 | Johnson | KS | Stanton | 8 | OP | Natural Gas Internal Combustion Engine | IC | Electric Utility | 1 | 1.2 | 1.1 | 1.1 | NG | DFO | [7 empty] | Y | Y | 1.1 | 1.1 | 1.1 | 1.1 | UNK | UNK | Y |  |  | Y
9776 | City of Johnson - (KS) | 6579 | Johnson | KS | Stanton | IC6 | OP | Petroleum Liquids | IC | Electric Utility | 1 | 1.5 | 1.2 | 1.2 | DFO | NG | [7 empty] | Y | Y | 1.1 | 1.1 | 1.1 | 1.1 | UNK | UNK | Y |  |  | Y
4180 | Connecticut Mun Elec Engy Coop | 6635 | A L Pierce | CT | New Haven | 4 | OP | Natural Gas Fired Combustion Turbine | GT | Electric Utility | 1 | 84 | 74.1 | 94.6 | NG | DFO | N | [6 empty] | Y | Y | 74.1 | 94.6 | 74.1 | 94.6 | 1H | 1H | Y | Y | Y
1692 | Big Rivers Electric Corp | 6639 | R D Green | KY | Webster | 1 | OP | Conventional Steam Coal | ST | Electric Utility | 1 | 293 | 231 | 231 | BIT | PC | Y | BIT | PC | DFO |  |  |  | N | N
1692 | Big Rivers Electric Corp | 6639 | R D Green | KY | Webster | 2 | OP | Conventional Steam Coal | ST | Electric Utility | 1 | 293 | 223 | 223 | BIT | PC | Y | BIT | PC | DFO |  |  |  | N | N
261 | AGC Division of APG Inc | 6705 | Warrick | IN | Warrick | 1 | OP | Conventional Steam Coal | ST | IPP CHP | 3 | 166.6 | 149 | 152 | BIT | NG | Y | NG | BIT |  |  |  |  | N
261 | AGC Division of APG Inc | 6705 | Warrick | IN | Warrick | 2 | OP | Conventional Steam Coal | ST | IPP CHP | 3 | 166.6 | 152 | 151 | BIT | NG | Y | NG | BIT |  |  |  |  | N
261 | AGC Division of APG Inc | 6705 | Warrick | IN | Warrick | 3 | OP | Conventional Steam Coal | ST | IPP CHP | 3 | 166.6 | 154 | 153 | BIT | NG | Y | NG | BIT |  |  |  |  | N
261 | AGC Division of APG Inc | 6705 | Warrick | IN | Warrick | 4 | OP | Conventional Steam Coal | ST | IPP CHP | 3 | 323 | 299 | 300 | BIT | NG | Y | NG | BIT |  |  |  |  | N
998 | City of Augusta - (KS) | 6791 | Augusta Electric Plant No 2 | KS | BUTLER | 2 | OP | Natural Gas Internal Combustion Engine | IC | Electric Utility | 1 | 4 | 4 | 4 | NG | DFO | Y | NG | DFO |  |  |  |  | N | N
998 | City of Augusta - (KS) | 6791 | Augusta Electric Plant No 2 | KS | BUTLER | 3 | OP | Natural Gas Internal Combustion Engine | IC | Electric Utility | 1 | 6 | 6 | 6 | NG | DFO | Y | NG | DFO |  |  |  |  | N | N
998 | City of Augusta - (KS) | 6791 | Augusta Electric Plant No 2 | KS | BUTLER | 4 | OP | Natural Gas Internal Combustion Engine | IC | Electric Utility | 1 | 6.7 | 6.6 | 6.6 | NG | DFO | Y | NG | DFO |  |  |  |  | N | N
1692 | Big Rivers Electric Corp | 6823 | D B Wilson | KY | Ohio | 1 | OP | Conventional Steam Coal | ST | Electric Utility | 1 | 509.4 | 417 | 417 | BIT | PC | Y | BIT | PC |  |  |  |  | N
9011 | City of Hugoton - (KS) | 7011 | Hugoton 2 | KS | Stevens | 10 | OP | Petroleum Liquids | IC | Electric Utility | 1 | 4.3 | 4 | 4 | DFO | NG | Y | DFO | NG |  |  |  |  | Y | [5 empty] | 1H | 1H | Y | Y | Y
9011 | City of Hugoton - (KS) | 7011 | Hugoton 2 | KS | Stevens | 11 | OP | Petroleum Liquids | IC | Electric Utility | 1 | 2.5 | 2.2 | 2.2 | DFO | NG | Y | DFO | NG |  |  |  |  | Y | [5 empty] | 1H | 1H | Y | Y | Y
9011 | City of Hugoton - (KS) | 7011 | Hugoton 2 | KS | Stevens | 12 | OP | Petroleum Liquids | IC | Electric Utility | 1 | 3 | 2.8 | 2.8 | DFO | NG | Y | DFO | NG |  |  |  |  | Y | [5 empty] | 1H | 1H | Y | Y | Y
9011 | City of Hugoton - (KS) | 7011 | Hugoton 2 | KS | Stevens | 7 | OP | Petroleum Liquids | IC | Electric Utility | 1 | 2.3 | 2 | 2 | DFO | NG | Y | DFO | NG |  |  |  |  | Y | [5 empty] | 1H | 1H
9011 | City of Hugoton - (KS) | 7011 | Hugoton 2 | KS | Stevens | 8 | OP | Petroleum Liquids | IC | Electric Utility | 1 | 2 | 1.8 | 1.8 | DFO | NG | Y | DFO | NG |  |  |  |  | Y | [5 empty] | 1H | 1H
9011 | City of Hugoton - (KS) | 7011 | Hugoton 2 | KS | Stevens | 9A | OP | Petroleum Liquids | IC | Electric Utility | 1 | 4.3 | 4 | 4 | DFO | NG | Y | DFO | NG |  |  |  |  | Y | [5 empty] | 1H | 1H
56598 | Major Oak Power, LLC | 7030 | Major Oak Power | TX | Robertson | 1 | OP | Conventional Steam Coal | ST | IPP Non-CHP | 2 | 174.6 | 152 | 153 | LIG | NG | Y | LIG | SUB | PC |  |  |  | N
56598 | Major Oak Power, LLC | 7030 | Major Oak Power | TX | Robertson | 2 | OP | Conventional Steam Coal | ST | IPP Non-CHP | 2 | 174.6 | 153 | 154 | LIG | NG | Y | LIG | SUB | PC |  |  |  | N
19876 | Virginia Electric & Power Co | 7032 | Gravel Neck | VA | Surry | 3 | OP | Natural Gas Fired Combustion Turbine | GT | Electric Utility | 1 | 91.9 | 85 | 98 | NG | DFO | N | [6 empty] | Y | Y | 73 | 98 | 73 | 98 | 1H | 1H | Y | Y | Y
19876 | Virginia Electric & Power Co | 7032 | Gravel Neck | VA | Surry | 4 | OP | Natural Gas Fired Combustion Turbine | GT | Electric Utility | 1 | 91.9 | 85 | 97 | NG | DFO | N | [6 empty] | Y | Y | 73 | 97 | 73 | 97 | 1H | 1H | Y | Y | Y
19876 | Virginia Electric & Power Co | 7032 | Gravel Neck | VA | Surry | 5 | OP | Natural Gas Fired Combustion Turbine | GT | Electric Utility | 1 | 91.9 | 85 | 98 | NG | DFO | N | [6 empty] | Y | Y | 73 | 98 | 73 | 98 | 1H | 1H | Y | Y | Y
19876 | Virginia Electric & Power Co | 7032 | Gravel Neck | VA | Surry | 6 | OP | Natural Gas Fired Combustion Turbine | GT | Electric Utility | 1 | 91.9 | 85 | 97 | NG | DFO | N | [6 empty] | Y | Y | 79 | 97 | 79 | 97 | 1H | 1H | Y | Y | Y
189 | PowerSouth Energy Cooperative | 7063 | McIntosh (AL) | AL | Washington | 2 | OP | Natural Gas Fired Combustion Turbine | GT | Electric Utility | 1 | 113 | 114 | 120 | NG | DFO | N | [6 empty] | Y | Y | 114 | 120 | 114 | 120 | 6H | 1H | Y | Y | Y
189 | PowerSouth Energy Cooperative | 7063 | McIntosh (AL) | AL | Washington | 3 | OP | Natural Gas Fired Combustion Turbine | GT | Electric Utility | 1 | 113 | 114 | 120 | NG | DFO | N | [6 empty] | Y | Y | 114 | 120 | 114 | 120 | 6H | 1H | Y | Y | Y
50168 | Maxim Power (USA) Inc | 7138 | Forked River | NJ | Ocean | 1 | OP | Natural Gas Fired Combustion Turbine | GT | IPP Non-CHP | 2 | 38.4 | 34 | 44 | NG | DFO | Y | NG | DFO |  |  |  |  | Y | Y | 34 | 44 | 34 | 44 | 1H | 1H | N
50168 | Maxim Power (USA) Inc | 7138 | Forked River | NJ | Ocean | 2 | OP | Natural Gas Fired Combustion Turbine | GT | IPP Non-CHP | 2 | 38.4 | 31 | 41 | NG | DFO | Y | NG | DFO |  |  |  |  | Y | Y | 32 | 41 | 32 | 41 | 1H | 1H | N
12341 | MidAmerican Energy Co | 7145 | Pleasant Hill | IA | Polk | 1 | OP | Natural Gas Fired Combustion Turbine | GT | Electric Utility | 1 | 41.4 | 38 | 47 | NG | DFO | Y | NG | DFO |  |  |  |  | Y | Y | 38.5 | 47 | 38.5 | 47 | 1H | 1H | N
12341 | MidAmerican Energy Co | 7145 | Pleasant Hill | IA | Polk | 2 | OP | Natural Gas Fired Combustion Turbine | GT | Electric Utility | 1 | 41.4 | 37.8 | 47 | NG | DFO | Y | NG | DFO |  |  |  |  | Y | Y | 38.5 | 47 | 38.5 | 47 | 1H | 1H | N
12341 | MidAmerican Energy Co | 7145 | Pleasant Hill | IA | Polk | 3 | OP | Natural Gas Fired Combustion Turbine | GT | Electric Utility | 1 | 97 | 84.2 | 100 | NG | DFO | Y | NG | DFO |  |  |  |  | Y | Y | 83.5 | 102 | 83.5 | 102 | 1H | 1H | N
56609 | Calpine Mid-Atlantic Generation LLC | 7153 | Hay Road | DE | New Castle | HR1 | OP | Natural Gas Fired Combined Cycle | CT | IPP Non-CHP | 2 | 122 | 126 | 126 | NG | KER | N | [6 empty] | Y | Y | 126 | 125 | 120 | 125 | 6H | 6H | Y |  | Y
56609 | Calpine Mid-Atlantic Generation LLC | 7153 | Hay Road | DE | New Castle | HR2 | OP | Natural Gas Fired Combined Cycle | CT | IPP Non-CHP | 2 | 122 | 126 | 126 | NG | KER | N | [6 empty] | Y | Y | 126 | 125 | 120 | 125 | 6H | 6H | Y |  | Y
56609 | Calpine Mid-Atlantic Generation LLC | 7153 | Hay Road | DE | New Castle | HR3 | OP | Natural Gas Fired Combined Cycle | CT | IPP Non-CHP | 2 | 122 | 126 | 126 | NG | KER | N | [6 empty] | Y | Y | 126 | 125 | 120 | 125 | 6H | 6H | Y |  | Y
56609 | Calpine Mid-Atlantic Generation LLC | 7153 | Hay Road | DE | New Castle | HR4 | OP | Natural Gas Fired Combined Cycle | CA | IPP Non-CHP | 2 | 200 | 187 | 187 | NG | KER | N | [6 empty] | Y | Y | 187 | 185 | 182 | 185 | 6H | 6H | Y |  | Y
56609 | Calpine Mid-Atlantic Generation LLC | 7153 | Hay Road | DE | New Castle | HR5 | OP | Natural Gas Fired Combined Cycle | CT | IPP Non-CHP | 2 | 144 | 128 | 128 | NG | KER | N | [6 empty] | Y | Y | 126 | 128 | 121 | 128 | 6H | 6H | Y |  | Y
56609 | Calpine Mid-Atlantic Generation LLC | 7153 | Hay Road | DE | New Castle | HR6 | OP | Natural Gas Fired Combined Cycle | CT | IPP Non-CHP | 2 | 144 | 128 | 128 | NG | KER | N | [6 empty] | Y | Y | 126 | 128 | 121 | 128 | 6H | 6H | Y |  | Y
56609 | Calpine Mid-Atlantic Generation LLC | 7153 | Hay Road | DE | New Castle | HR7 | OP | Natural Gas Fired Combined Cycle | CT | IPP Non-CHP | 2 | 144 | 128 | 128 | NG | KER | N | [6 empty] | Y | Y | 126 | 128 | 121 | 128 | 6H | 6H | Y |  | Y
56609 | Calpine Mid-Atlantic Generation LLC | 7153 | Hay Road | DE | New Castle | HR8 | OP | Natural Gas Fired Combined Cycle | CA | IPP Non-CHP | 2 | 195 | 187 | 187 | NG | KER | N | [6 empty] | Y | Y | 187 | 185 | 177 | 185 | 6H | 6H | Y |  | Y
20847 | Wisconsin Electric Power Co | 7159 | Concord | WI | Jefferson | 1 | OP | Natural Gas Fired Combustion Turbine | GT | Electric Utility | 1 | 95.4 | 88 | 100 | NG | DFO | N | [6 empty] | Y | Y | 88 | 100 | 88 | 100 | 1H | 1H | Y |  | Y
20847 | Wisconsin Electric Power Co | 7159 | Concord | WI | Jefferson | 2 | OP | Natural Gas Fired Combustion Turbine | GT | Electric Utility | 1 | 95.4 | 88 | 100 | NG | DFO | N | [6 empty] | Y | Y | 88 | 100 | 88 | 100 | 1H | 1H | Y |  | Y
20847 | Wisconsin Electric Power Co | 7159 | Concord | WI | Jefferson | 3 | OP | Natural Gas Fired Combustion Turbine | GT | Electric Utility | 1 | 95.4 | 88 | 100 | NG | DFO | N | [6 empty] | Y | Y | 88 | 100 | 88 | 100 | 1H | 1H | Y |  | Y
20847 | Wisconsin Electric Power Co | 7159 | Concord | WI | Jefferson | 4 | OP | Natural Gas Fired Combustion Turbine | GT | Electric Utility | 1 | 95.4 | 88 | 100 | NG | DFO | N | [6 empty] | Y | Y | 88 | 100 | 88 | 100 | 1H | 1H | Y |  | Y
1276 | Barrow Utils & Elec Coop, Inc | 7173 | Barrow | AK | North Slope | 12 | OP | Natural Gas Fired Combustion Turbine | GT | Electric Utility | 1 | 5 | 5 | 5 | NG | DFO | N | [6 empty] | Y | Y | 5 | 5.7 | 5 | 5.7 | 1H | 1H | Y | Y | Y
1276 | Barrow Utils & Elec Coop, Inc | 7173 | Barrow | AK | North Slope | 6 | OP | Natural Gas Fired Combustion Turbine | GT | Electric Utility | 1 | 2.5 | 2.5 | 2.5 | NG | DFO | N | [6 empty] | Y | Y | 2.5 | 3 | 2.5 | 3 | 1H | 1H | Y | Y | Y
1276 | Barrow Utils & Elec Coop, Inc | 7173 | Barrow | AK | North Slope | 7 | OP | Natural Gas Fired Combustion Turbine | GT | Electric Utility | 1 | 2.5 | 2.5 | 2.5 | NG | DFO | N | [6 empty] | Y | Y | 2.5 | 3 | 2.5 | 3 | 1H | 1H | Y | Y | Y
1276 | Barrow Utils & Elec Coop, Inc | 7173 | Barrow | AK | North Slope | 8 | OP | Natural Gas Fired Combustion Turbine | GT | Electric Utility | 1 | 2.5 | 2.5 | 2.5 | NG | DFO | N | [6 empty] | Y | Y | 2.5 | 3 | 2.5 | 3 | 1H | 1H | Y | Y | Y
20856 | Wisconsin Power & Light Co | 7203 | South Fond Du Lac | WI | Fond Du Lac | CT1 | OP | Natural Gas Fired Combustion Turbine | GT | Electric Utility | 1 | 95.4 | 79.4 | 89.4 | NG | DFO | N | [6 empty] | Y | Y | 85.89 | 87.3 | 85.89 | 87.3 | 6H | UNK | Y | Y | Y
20856 | Wisconsin Power & Light Co | 7203 | South Fond Du Lac | WI | Fond Du Lac | CT2 | OP | Natural Gas Fired Combustion Turbine | GT | Electric Utility | 1 | 95.4 | 79.6 | 89.6 | NG | DFO | N | [6 empty] | Y | Y | 83.69 | 85.07 | 83.69 | 85.07 | 6H | UNK | Y | Y | Y
20856 | Wisconsin Power & Light Co | 7203 | South Fond Du Lac | WI | Fond Du Lac | CT3 | OP | Natural Gas Fired Combustion Turbine | GT | Electric Utility | 1 | 95.4 | 81.3 | 91.6 | NG | DFO | N | [6 empty] | Y | Y | 88.39 | 89.72 | 88.39 | 89.72 | 6H | UNK | Y | Y | Y
20856 | Wisconsin Power & Light Co | 7203 | South Fond Du Lac | WI | Fond Du Lac | CT4 | OP | Natural Gas Fired Combustion Turbine | GT | Electric Utility | 1 | 95.4 | 76.5 | 86.1 | NG | DFO | N | [6 empty] | Y | Y | 87.71 | 89.15 | 87.71 | 89.15 | 6H | UNK | Y | Y | Y
19876 | Virginia Electric & Power Co | 7212 | Darbytown | VA | Henrico | 1 | OP | Natural Gas Fired Combustion Turbine | GT | Electric Utility | 1 | 92.1 | 84 | 98 | NG | DFO | N | [6 empty] | Y | Y | 72 | 98 | 72 | 98 | 1H | 1H | Y | Y | Y
19876 | Virginia Electric & Power Co | 7212 | Darbytown | VA | Henrico | 2 | OP | Natural Gas Fired Combustion Turbine | GT | Electric Utility | 1 | 92.1 | 84 | 97 | NG | DFO | N | [6 empty] | Y | Y | 78 | 97 | 78 | 97 | 1H | 1H | Y | Y | Y
19876 | Virginia Electric & Power Co | 7212 | Darbytown | VA | Henrico | 3 | OP | Natural Gas Fired Combustion Turbine | GT | Electric Utility | 1 | 92.1 | 84 | 95 | NG | DFO | N | [6 empty] | Y | Y | 72 | 95 | 72 | 95 | 1H | 1H | Y | Y | Y
19876 | Virginia Electric & Power Co | 7212 | Darbytown | VA | Henrico | 4 | OP | Natural Gas Fired Combustion Turbine | GT | Electric Utility | 1 | 92.1 | 84 | 97 | NG | DFO | N | [6 empty] | Y | Y | 72 | 97 | 72 | 97 | 1H | 1H | Y | Y | Y
16655 | City of Santa Clara - (CA) | 7231 | Gianera | CA | Santa Clara | 1 | OP | Natural Gas Fired Combustion Turbine | GT | Electric Utility | 1 | 32.3 | 30 | 30 | NG | DFO | Y | NG | DFO |  |  |  |  | N | N
16655 | City of Santa Clara - (CA) | 7231 | Gianera | CA | Santa Clara | 2 | OP | Natural Gas Fired Combustion Turbine | GT | Electric Utility | 1 | 32.3 | 30 | 30 | NG | DFO | Y | NG | DFO |  |  |  |  | N | N
13781 | Northern States Power Co - Minnesota | 7237 | Angus Anson | SD | Minnehaha | 1 | OP | Natural Gas Fired Combustion Turbine | GT | Electric Utility | 1 | 119.7 | 90 | 109 | NG | DFO | Y | NG | DFO |  |  |  |  | Y | Y | 90 | 109 | 90 | 109 | 1H | 6H | Y |  | Y
13781 | Northern States Power Co - Minnesota | 7237 | Angus Anson | SD | Minnehaha | 2 | OP | Natural Gas Fired Combustion Turbine | GT | Electric Utility | 1 | 119.7 | 90 | 109 | NG | DFO | Y | NG | DFO |  |  |  |  | Y | Y | 90 | 109 | 90 | 109 | 1H | 6H | Y |  | Y
10376 | Kissimmee Utility Authority | 7238 | Cane Island | FL | Osceola | 1 | OP | Natural Gas Fired Combustion Turbine | GT | Electric Utility | 1 | 42 | 32 | 40 | NG | DFO | N | [6 empty] | Y | Y | 44 | 46 | 40 | 44 | 1H | 1H | Y |  | Y
10376 | Kissimmee Utility Authority | 7238 | Cane Island | FL | Osceola | 2 | OP | Natural Gas Fired Combined Cycle | CT | Electric Utility | 1 | 80 | 69 | 79 | NG | DFO | N | [6 empty] | Y | Y | 73 | 75 | 72 | 74 | 6H | 6H | Y |  | Y
10376 | Kissimmee Utility Authority | 7238 | Cane Island | FL | Osceola | 3 | OP | Natural Gas Fired Combined Cycle | CT | Electric Utility | 1 | 167.5 | 150 | 160 | NG | DFO | N | [6 empty] | Y | Y | 153 | 155 | 153 | 155 | 6H | 6H | Y |  | Y
18454 | Tampa Electric Co | 7242 | Polk | FL | Polk | 2 | OP | Natural Gas Fired Combined Cycle | CT | Electric Utility | 1 | 175.8 | 151 | 183 | NG | DFO | N | [6 empty] | Y | Y | 151 | 183 | 159 | 187 | 1H | 1H | Y |  | Y
18454 | Tampa Electric Co | 7242 | Polk | FL | Polk | 3 | OP | Natural Gas Fired Combined Cycle | CT | Electric Utility | 1 | 175.8 | 151 | 183 | NG | DFO | N | [6 empty] | Y | Y | 151 | 183 | 159 | 187 | 1H | 1H | Y |  | Y
12745 | Modesto Irrigation District | 7266 | Woodland | CA | Stanislaus | 3 | OP | Natural Gas Fired Combined Cycle | CT | Electric Utility | 1 | 60.5 | 48 | 50 | NG |  | Y | NG | DFO |  |  |  |  | N
8723 | City of Holland | 7268 | 491 E 48th Street | MI | Allegan | 7 | OP | Natural Gas Fired Combustion Turbine | GT | Electric Utility | 1 | 39.1 | 32 | 39 | NG | DFO | N | [6 empty] | Y | Y | 35 | 39 | 35 | 39 | 1H | 1H | N
8723 | City of Holland | 7268 | 491 E 48th Street | MI | Allegan | 8 | OP | Natural Gas Fired Combustion Turbine | GT | Electric Utility | 1 | 39.1 | 32 | 39 | NG | DFO | N | [6 empty] | Y | Y | 35 | 39 | 35 | 39 | 1H | 1H | N
20847 | Wisconsin Electric Power Co | 7270 | Paris (WI) | WI | Kenosha | 1 | OP | Natural Gas Fired Combustion Turbine | GT | Electric Utility | 1 | 95.4 | 88 | 100 | NG | DFO | N | [6 empty] | Y | Y | 88 | 100 | 88 | 100 | 1H | 1H | Y |  | Y
20847 | Wisconsin Electric Power Co | 7270 | Paris (WI) | WI | Kenosha | 2 | OP | Natural Gas Fired Combustion Turbine | GT | Electric Utility | 1 | 95.4 | 88 | 100 | NG | DFO | N | [6 empty] | Y | Y | 88 | 100 | 88 | 100 | 1H | 1H | Y |  | Y
20847 | Wisconsin Electric Power Co | 7270 | Paris (WI) | WI | Kenosha | 3 | OP | Natural Gas Fired Combustion Turbine | GT | Electric Utility | 1 | 95.4 | 88 | 100 | NG | DFO | N | [6 empty] | Y | Y | 88 | 100 | 88 | 100 | 1H | 1H | Y |  | Y
20847 | Wisconsin Electric Power Co | 7270 | Paris (WI) | WI | Kenosha | 4 | OP | Natural Gas Fired Combustion Turbine | GT | Electric Utility | 1 | 95.4 | 88 | 100 | NG | DFO | N | [6 empty] | Y | Y | 88 | 100 | 88 | 100 | 1H | 1H | Y |  | Y
5416 | Duke Energy Carolinas, LLC | 7277 | Lincoln Combustion | NC | Lincoln | 1 | OP | Natural Gas Fired Combustion Turbine | GT | Electric Utility | 1 | 109.6 | 79.2 | 93 | NG | DFO | Y | NG | DFO |  |  |  |  | Y | Y | 79 | 93 | 79 | 93 | 1H | 1H | Y | Y | Y
5416 | Duke Energy Carolinas, LLC | 7277 | Lincoln Combustion | NC | Lincoln | 10 | OP | Natural Gas Fired Combustion Turbine | GT | Electric Utility | 1 | 109.6 | 79.2 | 93 | NG | DFO | Y | NG | DFO |  |  |  |  | Y | Y | 79 | 93 | 79 | 93 | 1H | 1H | Y | Y | Y
5416 | Duke Energy Carolinas, LLC | 7277 | Lincoln Combustion | NC | Lincoln | 11 | OP | Natural Gas Fired Combustion Turbine | GT | Electric Utility | 1 | 109.6 | 79.2 | 93 | NG | DFO | Y | NG | DFO |  |  |  |  | Y | Y | 79 | 93 | 79 | 93 | 1H | 1H | Y | Y | Y
5416 | Duke Energy Carolinas, LLC | 7277 | Lincoln Combustion | NC | Lincoln | 12 | OP | Natural Gas Fired Combustion Turbine | GT | Electric Utility | 1 | 109.6 | 79.2 | 93 | NG | DFO | Y | NG | DFO |  |  |  |  | Y | Y | 79 | 93 | 79 | 93 | 1H | 1H | Y | Y | Y
5416 | Duke Energy Carolinas, LLC | 7277 | Lincoln Combustion | NC | Lincoln | 13 | OP | Natural Gas Fired Combustion Turbine | GT | Electric Utility | 1 | 109.6 | 79.2 | 93 | NG | DFO | Y | NG | DFO |  |  |  |  | Y | Y | 79 | 93 | 79 | 93 | 1H | 1H | Y | Y | Y
5416 | Duke Energy Carolinas, LLC | 7277 | Lincoln Combustion | NC | Lincoln | 14 | OP | Natural Gas Fired Combustion Turbine | GT | Electric Utility | 1 | 109.6 | 79.2 | 93 | NG | DFO | Y | NG | DFO |  |  |  |  | Y | Y | 79 | 93 | 79 | 93 | 1H | 1H | Y | Y | Y
5416 | Duke Energy Carolinas, LLC | 7277 | Lincoln Combustion | NC | Lincoln | 15 | OP | Natural Gas Fired Combustion Turbine | GT | Electric Utility | 1 | 109.6 | 79.2 | 93 | NG | DFO | Y | NG | DFO |  |  |  |  | Y | Y | 79 | 93 | 79 | 93 | 1H | 1H | Y | Y | Y
5416 | Duke Energy Carolinas, LLC | 7277 | Lincoln Combustion | NC | Lincoln | 16 | OP | Natural Gas Fired Combustion Turbine | GT | Electric Utility | 1 | 109.6 | 79.2 | 93 | NG | DFO | Y | NG | DFO |  |  |  |  | Y | Y | 79 | 93 | 79 | 93 | 1H | 1H | Y | Y | Y
5416 | Duke Energy Carolinas, LLC | 7277 | Lincoln Combustion | NC | Lincoln | 2 | OP | Natural Gas Fired Combustion Turbine | GT | Electric Utility | 1 | 109.6 | 79.2 | 93 | NG | DFO | Y | NG | DFO |  |  |  |  | Y | Y | 79 | 93 | 79 | 93 | 1H | 1H | Y | Y | Y
5416 | Duke Energy Carolinas, LLC | 7277 | Lincoln Combustion | NC | Lincoln | 3 | OP | Natural Gas Fired Combustion Turbine | GT | Electric Utility | 1 | 109.6 | 79.2 | 93 | NG | DFO | Y | NG | DFO |  |  |  |  | Y | Y | 79 | 93 | 79 | 93 | 1H | 1H | Y | Y | Y
5416 | Duke Energy Carolinas, LLC | 7277 | Lincoln Combustion | NC | Lincoln | 4 | OP | Natural Gas Fired Combustion Turbine | GT | Electric Utility | 1 | 109.6 | 79.2 | 93 | NG | DFO | Y | NG | DFO |  |  |  |  | Y | Y | 79 | 93 | 79 | 93 | 1H | 1H | Y | Y | Y
5416 | Duke Energy Carolinas, LLC | 7277 | Lincoln Combustion | NC | Lincoln | 5 | OP | Natural Gas Fired Combustion Turbine | GT | Electric Utility | 1 | 109.6 | 79.2 | 93 | NG | DFO | Y | NG | DFO |  |  |  |  | Y | Y | 79 | 93 | 79 | 93 | 1H | 1H | Y | Y | Y
5416 | Duke Energy Carolinas, LLC | 7277 | Lincoln Combustion | NC | Lincoln | 6 | OP | Natural Gas Fired Combustion Turbine | GT | Electric Utility | 1 | 109.6 | 79.2 | 93 | NG | DFO | Y | NG | DFO |  |  |  |  | Y | Y | 79 | 93 | 79 | 93 | 1H | 1H | Y | Y | Y
5416 | Duke Energy Carolinas, LLC | 7277 | Lincoln Combustion | NC | Lincoln | 7 | OP | Natural Gas Fired Combustion Turbine | GT | Electric Utility | 1 | 109.6 | 79.2 | 93 | NG | DFO | Y | NG | DFO |  |  |  |  | Y | Y | 79 | 93 | 79 | 93 | 1H | 1H | Y | Y | Y
5416 | Duke Energy Carolinas, LLC | 7277 | Lincoln Combustion | NC | Lincoln | 8 | OP | Natural Gas Fired Combustion Turbine | GT | Electric Utility | 1 | 109.6 | 79.2 | 93 | NG | DFO | Y | NG | DFO |  |  |  |  | Y | Y | 79 | 93 | 79 | 93 | 1H | 1H | Y | Y | Y
5416 | Duke Energy Carolinas, LLC | 7277 | Lincoln Combustion | NC | Lincoln | 9 | OP | Natural Gas Fired Combustion Turbine | GT | Electric Utility | 1 | 109.6 | 79.2 | 93 | NG | DFO | Y | NG | DFO |  |  |  |  | Y | Y | 79 | 93 | 79 | 93 | 1H | 1H | Y | Y | Y
6949 | City of Gardner - (KS) | 7281 | Gardner Energy Center | KS | Johnson | CT1 | OP | Natural Gas Fired Combustion Turbine | GT | Electric Utility | 1 | 19.6 | 13.5 | 14 | NG | DFO | N | [6 empty] | Y | N | 13.5 | 14 | 13.5 | 14 | OVER | OVER | N
6949 | City of Gardner - (KS) | 7281 | Gardner Energy Center | KS | Johnson | CT2 | OP | Natural Gas Fired Combustion Turbine | GT | Electric Utility | 1 | 19.6 | 13.5 | 14 | NG | DFO | N | [6 empty] | Y | N | 13.5 | 14 | 13.5 | 14 | OVER | OVER | N
56606 | Calpine New Jersey Generation LLC | 7288 | Sherman Avenue | NJ | Cumberland | SEHR | OP | Natural Gas Fired Combustion Turbine | GT | IPP Non-CHP | 2 | 112.8 | 82.4 | 99 | NG | KER | N | [6 empty] | Y | N | 83.9 | 100.8 | 83.9 | 100.8 | 6H | 6H | N
15776 | Reedy Creek Improvement Dist | 7294 | Central Energy Plant | FL | Orange | GTG | OP | Natural Gas Fired Combined Cycle | CT | Electric Utility | 1 | 61.5 | 48 | 48 | NG | DFO | N | [6 empty] | Y | Y | 48 | 48 | 48 | 48 | 1H | 1H | Y |  | Y
5860 | Empire District Electric Co | 7296 | State Line Combined Cycle | MO | Jasper | 1 | OP | Natural Gas Fired Combustion Turbine | GT | Electric Utility | 1 | 123 | 94 | 104 | NG | JF | N | [6 empty] | Y | Y | 94 | 104 | 94 | 104 | 1H | 1H | Y |  | Y
6455 | Duke Energy Florida, Inc | 7302 | Hines Energy Complex | FL | Polk | 1GT | OP | Natural Gas Fired Combined Cycle | CT | Electric Utility | 1 | 173.4 | 151 | 174 | NG | DFO | N | [6 empty] | Y | Y | 151 | 174 | 151 | 174 | 6H | 6H | Y | Y | Y
6455 | Duke Energy Florida, Inc | 7302 | Hines Energy Complex | FL | Polk | 1GT2 | OP | Natural Gas Fired Combined Cycle | CT | Electric Utility | 1 | 173.4 | 151 | 174 | NG | DFO | N | [6 empty] | Y | Y | 151 | 174 | 151 | 174 | 6H | 6H | Y | Y | Y
6455 | Duke Energy Florida, Inc | 7302 | Hines Energy Complex | FL | Polk | 1ST | OP | Natural Gas Fired Combined Cycle | CA | Electric Utility | 1 | 199.7 | 160 | 180 | NG | DFO | N | [6 empty] | Y | Y | 160 | 180 | 160 | 180 | 6H | 6H | Y | Y | Y
6455 | Duke Energy Florida, Inc | 7302 | Hines Energy Complex | FL | Polk | 2GT | OP | Natural Gas Fired Combined Cycle | CT | Electric Utility | 1 | 167.7 | 154 | 186 | NG | DFO | N | [6 empty] | Y | Y | 154 | 186 | 154 | 186 | 6H | 6H | Y | Y | Y
6455 | Duke Energy Florida, Inc | 7302 | Hines Energy Complex | FL | Polk | 2GT2 | OP | Natural Gas Fired Combined Cycle | CT | Electric Utility | 1 | 167.7 | 154 | 186 | NG | DFO | N | [6 empty] | Y | Y | 154 | 186 | 154 | 186 | 6H | 6H | Y | Y | Y
6455 | Duke Energy Florida, Inc | 7302 | Hines Energy Complex | FL | Polk | 2ST | OP | Natural Gas Fired Combined Cycle | CA | Electric Utility | 1 | 180.6 | 182 | 191 | NG | DFO | N | [6 empty] | Y | Y | 182 | 191 | 182 | 191 | 6H | 6H | Y | Y | Y
6455 | Duke Energy Florida, Inc | 7302 | Hines Energy Complex | FL | Polk | 3GT | OP | Natural Gas Fired Combined Cycle | CT | Electric Utility | 1 | 193 | 155 | 186 | NG | DFO | N | [6 empty] | Y | Y | 155 | 186 | 155 | 186 | 6H | 6H | Y | Y | Y
6455 | Duke Energy Florida, Inc | 7302 | Hines Energy Complex | FL | Polk | 3GT2 | OP | Natural Gas Fired Combined Cycle | CT | Electric Utility | 1 | 193 | 155 | 186 | NG | DFO | N | [6 empty] | Y | Y | 155 | 186 | 155 | 186 | 6H | 6H | Y | Y | Y
6455 | Duke Energy Florida, Inc | 7302 | Hines Energy Complex | FL | Polk | 3ST | OP | Natural Gas Fired Combined Cycle | CA | Electric Utility | 1 | 204 | 178 | 192 | NG | DFO | N | [6 empty] | Y | Y | 178 | 192 | 178 | 192 | 6H | 6H | Y | Y | Y
6455 | Duke Energy Florida, Inc | 7302 | Hines Energy Complex | FL | Polk | 4GT | OP | Natural Gas Fired Combined Cycle | CT | Electric Utility | 1 | 199 | 151 | 182 | NG | DFO | N | [6 empty] | Y | Y | 151 | 182 | 151 | 182 | 6H | 6H | Y | Y | Y
6455 | Duke Energy Florida, Inc | 7302 | Hines Energy Complex | FL | Polk | 4GT2 | OP | Natural Gas Fired Combined Cycle | CT | Electric Utility | 1 | 199 | 151 | 182 | NG | DFO | N | [6 empty] | Y | Y | 151 | 182 | 151 | 182 | 6H | 6H | Y | Y | Y
6455 | Duke Energy Florida, Inc | 7302 | Hines Energy Complex | FL | Polk | 4ST | OP | Natural Gas Fired Combined Cycle | CA | Electric Utility | 1 | 212.5 | 170 | 180 | NG | DFO | N | [6 empty] | Y | Y | 170 | 180 | 170 | 180 | 6H | 6H | Y | Y | Y
14400 | City of Palmyra - (MO) | 7304 | Palmyra Municipal 2 | MO | MARION | IC10 | OP | Natural Gas Internal Combustion Engine | IC | Electric Utility | 1 | 3.5 | 3.5 | 3.5 | NG | DFO | Y | DFO | NG |  |  |  |  | Y |  | 3.5 | 3.5 | 3.5 | 3.5 | 1H | 1H | N
14400 | City of Palmyra - (MO) | 7304 | Palmyra Municipal 2 | MO | MARION | IC9 | OP | Natural Gas Internal Combustion Engine | IC | Electric Utility | 1 | 3.5 | 3.5 | 3.5 | NG | DFO | Y | DFO | NG |  |  |  |  | Y |  | 3.5 | 3.5 | 3.5 | 3.5 | 1H | 1H | N
15296 | New York Power Authority | 7314 | Richard M Flynn | NY | Suffolk | NA1 | OP | Natural Gas Fired Combined Cycle | CT | Electric Utility | 1 | 108 | 89.6 | 107.9 | NG | DFO | Y | NG | DFO |  |  |  |  | Y | N | 87.6 | 108 | 87.6 | 108 | 1H | 1H | Y |  |  | Y
15296 | New York Power Authority | 7314 | Richard M Flynn | NY | Suffolk | NA2 | OP | Natural Gas Fired Combined Cycle | CA | Electric Utility | 1 | 56 | 44.8 | 54 | NG | DFO | N | [6 empty] | Y | N | 48.6 | 54 | 48.6 | 54 | 1H | 1H | Y |  |  | Y
54899 | NAES Corporation - (DE) | 7318 | Van Sant Station | DE | Kent | 1 | OP | Natural Gas Fired Combustion Turbine | GT | IPP Non-CHP | 2 | 45.1 | 39 | 39 | NG | DFO | Y | NG | DFO |  |  |  |  | Y | Y | 39 | 45 | 39 | 45 | 1H | 1H | Y |  |  | Y
9234 | Indiana Municipal Power Agency | 7335 | Richmond | IN | Wayne | RCT1 | OP | Natural Gas Fired Combustion Turbine | GT | Electric Utility | 1 | 41.4 | 34 | 42 | NG | DFO | Y | NG | DFO |  |  |  |  | Y | Y | 34 | 45 | 34 | 45 | 1H | 1H | Y | Y | Y
9234 | Indiana Municipal Power Agency | 7335 | Richmond | IN | Wayne | RCT2 | OP | Natural Gas Fired Combustion Turbine | GT | Electric Utility | 1 | 41.4 | 34 | 42 | NG | DFO | Y | NG | DFO |  |  |  |  | Y | Y | 34 | 45 | 34 | 45 | 1H | 1H | Y | Y | Y
9234 | Indiana Municipal Power Agency | 7336 | Anderson | IN | Madison | ACT1 | OP | Natural Gas Fired Combustion Turbine | GT | Electric Utility | 1 | 41.4 | 34 | 42 | NG | DFO | Y | NG | DFO |  |  |  |  | Y | Y | 34 | 45 | 34 | 45 | 1H | 1H | Y | Y | Y
9234 | Indiana Municipal Power Agency | 7336 | Anderson | IN | Madison | ACT2 | OP | Natural Gas Fired Combustion Turbine | GT | Electric Utility | 1 | 41.4 | 34 | 42 | NG | DFO | Y | NG | DFO |  |  |  |  | Y | Y | 34 | 45 | 34 | 45 | 1H | 1H | Y | Y | Y
9234 | Indiana Municipal Power Agency | 7336 | Anderson | IN | Madison | ACT3 | OP | Natural Gas Fired Combustion Turbine | GT | Electric Utility | 1 | 85.9 | 72 | 90 | NG | DFO | Y | NG | DFO |  |  |  |  | Y | Y | 72 | 92 | 72 | 92 | 1H | 1H | Y | Y | Y
20315 | City of Wellington - (KS) | 7339 | Wellington 2 | KS | SUMNER | 6 | OP | Natural Gas Fired Combustion Turbine | GT | Electric Utility | 1 | 20 | 21 | 21 | NG | DFO | N | [6 empty] | Y | Y | 18 | 20 | 18 | 20 | 1H | 1H | Y | Y | Y
7140 | Georgia Power Co | 7348 | Robins | GA | Houston | 1 | OP | Natural Gas Fired Combustion Turbine | GT | Electric Utility | 1 | 91.9 | 80 | 93 | NG | DFO | N | [6 empty] | Y | Y | 80 | 93 | 80 | 93 | 1H | 1H | Y |  | Y
7140 | Georgia Power Co | 7348 | Robins | GA | Houston | 2 | OP | Natural Gas Fired Combustion Turbine | GT | Electric Utility | 1 | 91.9 | 80 | 93 | NG | DFO | N | [6 empty] | Y | Y | 80 | 93 | 80 | 93 | 1H | 1H | Y |  | Y
21554 | Seminole Electric Cooperative Inc | 7380 | Midulla Generating Station | FL | Hardee | CT1 | OP | Natural Gas Fired Combined Cycle | CT | Electric Utility | 1 | 199 | 151 | 180 | NG | DFO | N | [6 empty] | Y | Y | 151 | 180 | 148 | 170 | 6H | 6H | Y |  | Y
21554 | Seminole Electric Cooperative Inc | 7380 | Midulla Generating Station | FL | Hardee | CT2 | OP | Natural Gas Fired Combined Cycle | CT | Electric Utility | 1 | 199 | 151 | 180 | NG | DFO | N | [6 empty] | Y | Y | 151 | 180 | 148 | 170 | 6H | 6H | Y |  | Y
21554 | Seminole Electric Cooperative Inc | 7380 | Midulla Generating Station | FL | Hardee | GT4 | OP | Natural Gas Fired Combustion Turbine | GT | Electric Utility | 1 | 62 | 54 | 62 | NG | DFO | N | [6 empty] | Y | Y | 54 | 62 | 53 | 56 | 1H | 1H | Y |  | Y
21554 | Seminole Electric Cooperative Inc | 7380 | Midulla Generating Station | FL | Hardee | GT5 | OP | Natural Gas Fired Combustion Turbine | GT | Electric Utility | 1 | 62 | 54 | 62 | NG | DFO | N | [6 empty] | Y | Y | 54 | 62 | 53 | 56 | 1H | 1H | Y |  | Y
21554 | Seminole Electric Cooperative Inc | 7380 | Midulla Generating Station | FL | Hardee | GT6 | OP | Natural Gas Fired Combustion Turbine | GT | Electric Utility | 1 | 62 | 54 | 62 | NG | DFO | N | [6 empty] | Y | Y | 54 | 62 | 53 | 56 | 1H | 1H | Y |  | Y
21554 | Seminole Electric Cooperative Inc | 7380 | Midulla Generating Station | FL | Hardee | GT7 | OP | Natural Gas Fired Combustion Turbine | GT | Electric Utility | 1 | 62 | 54 | 62 | NG | DFO | N | [6 empty] | Y | Y | 54 | 62 | 53 | 56 | 1H | 1H | Y |  | Y
21554 | Seminole Electric Cooperative Inc | 7380 | Midulla Generating Station | FL | Hardee | GT8 | OP | Natural Gas Fired Combustion Turbine | GT | Electric Utility | 1 | 62 | 54 | 62 | NG | DFO | N | [6 empty] | Y | Y | 54 | 62 | 53 | 56 | 1H | 1H | Y |  | Y
21554 | Seminole Electric Cooperative Inc | 7380 | Midulla Generating Station | FL | Hardee | ST3 | OP | Natural Gas Fired Combined Cycle | CA | Electric Utility | 1 | 189 | 179 | 179 | NG | DFO | N | [6 empty] | Y | Y | 179 | 179 | 162 | 162 | 1H | 1H | Y | Y
10628 | City of Lakin - (KS) | 7393 | Lakin Municipal | KS | Kearny | LK1 | OP | Natural Gas Internal Combustion Engine | IC | Electric Utility | 1 | 4.4 | 4.1 | 4.1 | NG | DFO | Y | NG | DFO |  |  |  |  | Y | Y | 4.1 | 4.1 | 4.1 | 4.1 | 1H | 1H | N
3329 | Borough of Chambersburg | 7397 | Falling Spring | PA | FRANKLIN | 5 | OP | Natural Gas Internal Combustion Engine | IC | Electric Utility | 1 | 2 | 2.1 | 2.1 | NG | DFO | Y | NG | DFO |  |  |  |  | Y | Y | 2.1 | 2.1 | 2.1 | 2.1 | 1H | 1H | Y |  | Y
3329 | Borough of Chambersburg | 7397 | Falling Spring | PA | FRANKLIN | 6 | OP | Natural Gas Internal Combustion Engine | IC | Electric Utility | 1 | 2 | 2.1 | 2.1 | NG | DFO | Y | NG | DFO |  |  |  |  | Y | Y | 2.1 | 2.1 | 2.1 | 2.1 | 1H | 1H | Y |  | Y
3329 | Borough of Chambersburg | 7397 | Falling Spring | PA | FRANKLIN | 7 | OP | Natural Gas Internal Combustion Engine | IC | Electric Utility | 1 | 3.2 | 2.9 | 2.9 | NG | DFO | Y | NG | DFO |  |  |  |  | Y | Y | 2.9 | 2.9 | 2.9 | 2.9 | 1H | 1H | Y |  | Y
1366 | City of Bay City - (MI) | 7398 | Water Street Station | MI | Bay | GEN1 | OP | Natural Gas Internal Combustion Engine | IC | Electric Utility | 1 | 5.7 | 5.5 | 5.5 | NG | DFO | Y | NG | DFO |  |  |  |  | Y | Y | 5.5 | 5.5 | 5.5 | 5.5 | 6H | 6H | Y | Y | Y
1366 | City of Bay City - (MI) | 7398 | Water Street Station | MI | Bay | GEN2 | OP | Natural Gas Internal Combustion Engine | IC | Electric Utility | 1 | 6.9 | 6.5 | 6.5 | NG | DFO | Y | NG | DFO |  |  |  |  | Y | Y | 6.5 | 6.5 | 6.5 | 6.5 | 6H | 6H | Y | Y | Y
1366 | City of Bay City - (MI) | 7399 | Henry Station | MI | Bay | GEN3 | OP | Natural Gas Internal Combustion Engine | IC | Electric Utility | 1 | 7.7 | 7.5 | 7.5 | NG | DFO | Y | NG | DFO |  |  |  |  | Y | Y | 7.5 | 7.5 | 7.5 | 7.5 | 1H | 1H | Y | Y | Y
1366 | City of Bay City - (MI) | 7399 | Henry Station | MI | Bay | GEN4 | OP | Natural Gas Internal Combustion Engine | IC | Electric Utility | 1 | 7.7 | 7.5 | 7.5 | NG | DFO | Y | NG | DFO |  |  |  |  | Y | Y | 7.5 | 7.5 | 7.5 | 7.5 | 1H | 1H | Y | Y | Y
14600 | Payson City Corporation | 7408 | Payson | UT | UTAH | 86-1 | OP | Natural Gas Internal Combustion Engine | IC | Electric Utility | 1 | 2.6 | 2.6 | 2.6 | NG | DFO | Y | NG | DFO |  |  |  |  | Y | Y | 2.6 | 2.6 | 2.6 | 2.6 | 1H | 1H | N
14600 | Payson City Corporation | 7408 | Payson | UT | UTAH | 86-2 | OP | Natural Gas Internal Combustion Engine | IC | Electric Utility | 1 | 2.6 | 2.6 | 2.6 | NG | DFO | Y | NG | DFO |  |  |  |  | Y | Y | 2.6 | 2.6 | 2.6 | 2.6 | 1H | 1H | N
14600 | Payson City Corporation | 7408 | Payson | UT | UTAH | 86-3 | OP | Natural Gas Internal Combustion Engine | IC | Electric Utility | 1 | 2.5 | 2 | 2 | NG | DFO | Y | NG | DFO |  |  |  |  | Y | Y | 2 | 2 | 2 | 2 | 1H | 1H | N
14600 | Payson City Corporation | 7408 | Payson | UT | UTAH | 86-4 | OP | Natural Gas Internal Combustion Engine | IC | Electric Utility | 1 | 2 | 2 | 2 | NG | DFO | Y | NG | DFO |  |  |  |  | Y | Y | 2 | 2 | 2 | 2 | 1H | 1H | N
17828 | City of Springfield - (IL) | 7425 | Interstate | IL | Sangamon | 1 | OP | Natural Gas Fired Combustion Turbine | GT | Electric Utility | 1 | 138.6 | 112 | 129 | NG | DFO | N | [6 empty] | Y | Y | 128 | 128 | 127 | 127 | 72H | 72H | Y | Y | Y
15321 | City of Pratt- (KS) | 7447 | Pratt 2 | KS | Pratt | IC2 | OP | Natural Gas Internal Combustion Engine | IC | Electric Utility | 1 | 8 | 7.6 | 7.6 | NG | DFO | Y | NG | DFO |  |  |  |  | Y | Y | 8 | 8 | 8 | 8 | 1H | 1H | Y |  | Y
15321 | City of Pratt- (KS) | 7447 | Pratt 2 | KS | Pratt | IC3 | OP | Natural Gas Internal Combustion Engine | IC | Electric Utility | 1 | 8 | 7.6 | 7.6 | NG | DFO | Y | NG | DFO |  |  |  |  | Y | Y | 8 | 8 | 8 | 8 | 1H | 1H | Y |  | Y
40613 | Northern California Power Agny | 7450 | Alameda | CA | Alameda | 1 | SB | Natural Gas Fired Combustion Turbine | GT | Electric Utility | 1 | 27.4 | 21.8 | 24 | NG | DFO | Y | NG | DFO |  |  |  |  | Y | Y | 24.9 | 24.9 | 24.9 | 24.9 | 72H | 6H | Y |  | Y
40613 | Northern California Power Agny | 7450 | Alameda | CA | Alameda | 2 | SB | Natural Gas Fired Combustion Turbine | GT | Electric Utility | 1 | 27.4 | 21.8 | 24 | NG | DFO | Y | NG | DFO |  |  |  |  | Y | Y | 24.9 | 24.9 | 24.9 | 24.9 | 72H | 6H | Y |  | Y
40613 | Northern California Power Agny | 7451 | Lodi | CA | San Joaquin | 1 | SB | Natural Gas Fired Combustion Turbine | GT | Electric Utility | 1 | 27.4 | 23.3 | 25.3 | NG | DFO | Y | NG | DFO |  |  |  |  | Y | Y | 25.2 | 25.2 | 25.2 | 25.2 | 72H | 6H | Y |  | Y
16295 | City of Roseville - (CA) | 7452 | Roseville | CA | Placer | 1 | SB | Natural Gas Fired Combustion Turbine | GT | Electric Utility | 1 | 27.4 | 21.2 | 24.2 | NG | DFO | Y | NG | DFO |  |  |  |  | N | N | 25.2 |  | 25.2
16295 | City of Roseville - (CA) | 7452 | Roseville | CA | Placer | 2 | SB | Natural Gas Fired Combustion Turbine | GT | Electric Utility | 1 | 27.4 | 21.2 | 24.2 | NG | DFO | Y | NG | DFO |  |  |  |  | N | N | 25.2 |  | 25.2
11481 | City of Madison - (NE) | 7469 | Madison Utilities | NE | Madison | FM1 | OP | Petroleum Liquids | IC | Electric Utility | 1 | 2 | 1.7 | 1.7 | DFO | NG | N | [6 empty] | Y | Y | 1.7 | 1.7 | 1.7 | 1.7 | UNK | UNK | N
11481 | City of Madison - (NE) | 7469 | Madison Utilities | NE | Madison | FM2 | OP | Petroleum Liquids | IC | Electric Utility | 1 | 1.3 | 1 | 1 | DFO | NG | N | [6 empty] | Y | Y | 1 | 1 | 1 | 1 | UNK | UNK | N
11481 | City of Madison - (NE) | 7469 | Madison Utilities | NE | Madison | FM3 | OP | Petroleum Liquids | IC | Electric Utility | 1 | 1.1 | 0.9 | 0.9 | DFO | NG | N | [6 empty] | Y | Y | 0.9 | 0.9 | 0.9 | 0.9 | UNK | UNK | N
11481 | City of Madison - (NE) | 7469 | Madison Utilities | NE | Madison | FM5 | OP | Petroleum Liquids | IC | Electric Utility | 1 | 1.4 | 1 | 1 | DFO | NG | N | [6 empty] | Y | Y | 1 | 1 | 1 | 1 | UNK | UNK | N
11626 | City of Marceline - (MO) | 7470 | Marceline | MO | Linn | 2 | SB | Petroleum Liquids | IC | Electric Utility | 1 | 3 | 3 | 3 | DFO | NG | Y | DFO | NG |  |  |  |  | Y | Y | 3 | 2 | 3 | 2.2 | 1H | 1H | N
12208 | City of McPherson - (KS) | 7515 | McPherson 3 | KS | McPherson | NA1 | OP | Natural Gas Fired Combustion Turbine | GT | Electric Utility | 1 | 115.6 | 79.3 | 99.9 | NG | DFO | N | [6 empty] | Y | Y | 80 | 99 | 78 | 85 | 1H | 1H | N
16534 | Sacramento Municipal Util Dist | 7527 | Carson Ice-Gen Project | CA | Sacramento | CCCT | OP | Natural Gas Fired Combined Cycle | CT | Electric Utility | 1 | 54 | 51.2 | 51.2 | NG | OBG | Y | NG | OBG |  |  |  |  | N | N
3046 | Duke Energy Progress - (NC) | 7538 | Wayne County | NC | Wayne | 1 | OP | Natural Gas Fired Combustion Turbine | GT | Electric Utility | 1 | 195.2 | 177 | 192 | NG | DFO | N | [6 empty] | Y | Y | 177 | 192 | 177 | 192 | 1H | 1H | Y | Y | Y | Y
3046 | Duke Energy Progress - (NC) | 7538 | Wayne County | NC | Wayne | 2 | OP | Natural Gas Fired Combustion Turbine | GT | Electric Utility | 1 | 195.2 | 174 | 192 | NG | DFO | N | [6 empty] | Y | Y | 174 | 192 | 174 | 192 | 1H | 1H | Y | Y | Y | Y
3046 | Duke Energy Progress - (NC) | 7538 | Wayne County | NC | Wayne | 3 | OP | Natural Gas Fired Combustion Turbine | GT | Electric Utility | 1 | 195.2 | 173 | 193 | NG | DFO | N | [6 empty] | Y | Y | 173 | 193 | 173 | 193 | 1H | 1H | Y | Y | Y | Y
3046 | Duke Energy Progress - (NC) | 7538 | Wayne County | NC | Wayne | 4 | OP | Natural Gas Fired Combustion Turbine | GT | Electric Utility | 1 | 195.2 | 170 | 185 | NG | DFO | N | [6 empty] | Y | Y | 170 | 191 | 170 | 191 | 1H | 1H | Y | Y | Y | Y
3046 | Duke Energy Progress - (NC) | 7538 | Wayne County | NC | Wayne | 5 | OP | Natural Gas Fired Combustion Turbine | GT | Electric Utility | 1 | 198.9 | 169 | 197 | NG | DFO | N | [6 empty] | Y | Y | 169 | 197 | 169 | 197 | 1H | 1H | Y | Y | Y | Y
14077 | Oklahoma Municipal Power Authority | 7546 | Ponca City | OK | Kay | 3 | OP | Natural Gas Fired Combined Cycle | CT | Electric Utility | 1 | 54 | 44.1 | 44.1 | NG | DFO | Y | NG | DFO |  |  |  |  | Y | Y | 44 | 44 | 41.8 | 41.8 | 1H | 1H | N
6035 | Exelon Power | 7701 | Fairless Hills | PA | Bucks | A | OP | Landfill Gas | ST | IPP Non-CHP | 2 | 30 | 30 | 30 | LFG | NG | Y | LFG | NG |  |  |  |  | N
6035 | Exelon Power | 7701 | Fairless Hills | PA | Bucks | B | OP | Landfill Gas | ST | IPP Non-CHP | 2 | 30 | 30 | 30 | LFG | NG | Y | LFG | NG |  |  |  |  | N
17650 | Southern Power Co | 7709 | Dahlberg | GA | Jackson | 1 | OP | Natural Gas Fired Combustion Turbine | GT | IPP Non-CHP | 2 | 91.9 | 74.8 | 89 | NG | DFO | N | [6 empty] | Y | Y | 75 | 89 | 75 | 89 | 6H | 6H | N
17650 | Southern Power Co | 7709 | Dahlberg | GA | Jackson | 10 | OP | Natural Gas Fired Combustion Turbine | GT | IPP Non-CHP | 2 | 91.9 | 75.2 | 89 | NG | DFO | N | [6 empty] | Y | Y | 75 | 89 | 75 | 89 | 6H | 6H | N
17650 | Southern Power Co | 7709 | Dahlberg | GA | Jackson | 2 | OP | Natural Gas Fired Combustion Turbine | GT | IPP Non-CHP | 2 | 91.9 | 74 | 89 | NG | DFO | N | [6 empty] | Y | Y | 75 | 89 | 75 | 89 | 6H | 6H | N
17650 | Southern Power Co | 7709 | Dahlberg | GA | Jackson | 3 | OP | Natural Gas Fired Combustion Turbine | GT | IPP Non-CHP | 2 | 91.9 | 74.7 | 89 | NG | DFO | N | [6 empty] | Y | Y | 75 | 89 | 75 | 89 | 6H | 6H | N
17650 | Southern Power Co | 7709 | Dahlberg | GA | Jackson | 4 | OP | Natural Gas Fired Combustion Turbine | GT | IPP Non-CHP | 2 | 91.9 | 73 | 89 | NG | DFO | N | [6 empty] | Y | Y | 75 | 89 | 75 | 89 | 6H | 6H | N
17650 | Southern Power Co | 7709 | Dahlberg | GA | Jackson | 5 | OP | Natural Gas Fired Combustion Turbine | GT | IPP Non-CHP | 2 | 91.9 | 74.7 | 89 | NG | DFO | N | [6 empty] | Y | Y | 75 | 89 | 75 | 89 | 6H | 6H | N
17650 | Southern Power Co | 7709 | Dahlberg | GA | Jackson | 6 | OP | Natural Gas Fired Combustion Turbine | GT | IPP Non-CHP | 2 | 91.9 | 74.9 | 89 | NG | DFO | N | [6 empty] | Y | Y | 75 | 89 | 75 | 89 | 6H | 6H | N
17650 | Southern Power Co | 7709 | Dahlberg | GA | Jackson | 7 | OP | Natural Gas Fired Combustion Turbine | GT | IPP Non-CHP | 2 | 91.9 | 75 | 89 | NG | DFO | N | [6 empty] | Y | Y | 75 | 89 | 75 | 89 | 6H | 6H | N
17650 | Southern Power Co | 7709 | Dahlberg | GA | Jackson | 8 | OP | Natural Gas Fired Combustion Turbine | GT | IPP Non-CHP | 2 | 91.9 | 74 | 89 | NG | DFO | N | [6 empty] | Y | Y | 75 | 89 | 75 | 89 | 6H | 6H | N
17650 | Southern Power Co | 7709 | Dahlberg | GA | Jackson | 9 | OP | Natural Gas Fired Combustion Turbine | GT | IPP Non-CHP | 2 | 91.9 | 75 | 89 | NG | DFO | N | [6 empty] | Y | Y | 75 | 89 | 75 | 89 | 6H | 6H | N
17539 | South Carolina Electric&Gas Company | 7737 | Kapstone | SC | Charleston | 1 | OP | Conventional Steam Coal | ST | Electric Utility | 1 | 99.2 | 85 | 85 | BIT | WDS | Y | BIT | WDS | DFO | BLQ |  |  | N | N
59421 | SEPG Operating Services, LLC MPC | 7764 | MPC Generating | GA | Walton | 1 | OP | Natural Gas Fired Combustion Turbine | GT | IPP Non-CHP | 2 | 185.4 | 147.5 | 169 | NG | DFO | N | [6 empty] | Y | Y | 147.5 | 169 | 140.7 | 169 | 1H | 1H | Y |  | Y
59421 | SEPG Operating Services, LLC MPC | 7764 | MPC Generating | GA | Walton | 2 | OP | Natural Gas Fired Combustion Turbine | GT | IPP Non-CHP | 2 | 200.7 | 155 | 182 | NG | DFO | N | [6 empty] | Y | Y | 155 | 182 | 154.9 | 182 | 1H | 1H | Y |  | Y
17690 | SOWEGA Power LLC | 7768 | Sowega Power | GA | Mitchell | CTG2 | OP | Natural Gas Fired Combustion Turbine | GT | IPP Non-CHP | 2 | 49.8 | 48.5 | 48.5 | NG | DFO | N | [6 empty] | Y | Y | 48.5 | 48.5 | 48.5 | 48.5 | 1H | 1H | Y | Y | Y
17690 | SOWEGA Power LLC | 7768 | Sowega Power | GA | Mitchell | CTG3 | OP | Natural Gas Fired Combustion Turbine | GT | IPP Non-CHP | 2 | 49.8 | 48.5 | 48.5 | NG | DFO | N | [6 empty] | Y | Y | 48.5 | 48.5 | 48.5 | 48.5 | 1H | 1H | Y | Y | Y
11571 | Manitowoc Public Utilities | 7795 | Custer Energy Center | WI | Manitowoc | 1 | OP | Natural Gas Fired Combustion Turbine | GT | Electric Utility | 1 | 24.5 | 22 | 24 | NG | DFO | Y | NG | DFO |  |  |  |  | Y | Y | 22 | 24 | 22 | 24 | 1H | 1H | Y | Y
3046 | Duke Energy Progress - (NC) | 7805 | Sherwood H Smith Jr Energy Complex | NC | Richmond | 001 | OP | Natural Gas Fired Combustion Turbine | GT | Electric Utility | 1 | 199.4 | 157 | 183 | NG | DFO | N | [6 empty] | Y | Y | 157 | 183 | 157 | 183 | 1H | 1H | Y | Y | Y
3046 | Duke Energy Progress - (NC) | 7805 | Sherwood H Smith Jr Energy Complex | NC | Richmond | 002 | OP | Natural Gas Fired Combustion Turbine | GT | Electric Utility | 1 | 199.4 | 156 | 183 | NG | DFO | N | [6 empty] | Y | Y | 156 | 183 | 156 | 183 | 1H | 1H | Y | Y | Y
3046 | Duke Energy Progress - (NC) | 7805 | Sherwood H Smith Jr Energy Complex | NC | Richmond | 003 | OP | Natural Gas Fired Combustion Turbine | GT | Electric Utility | 1 | 199.4 | 155 | 185 | NG | DFO | N | [6 empty] | Y | Y | 155 | 185 | 155 | 185 | 1H | 1H | Y | Y | Y
3046 | Duke Energy Progress - (NC) | 7805 | Sherwood H Smith Jr Energy Complex | NC | Richmond | 004 | OP | Natural Gas Fired Combustion Turbine | GT | Electric Utility | 1 | 199.4 | 159 | 186 | NG | DFO | N | [6 empty] | Y | Y | 163 | 186 | 163 | 186 | 1H | 1H | Y | Y | Y
3046 | Duke Energy Progress - (NC) | 7805 | Sherwood H Smith Jr Energy Complex | NC | Richmond | 10 | OP | Natural Gas Fired Combined Cycle | CT | Electric Utility | 1 | 191.2 | 178 | 214 | NG | DFO | N | [6 empty] | Y | Y | 178 | 214 | 178 | 214 | 6H | 6H | Y | Y | Y
3046 | Duke Energy Progress - (NC) | 7805 | Sherwood H Smith Jr Energy Complex | NC | Richmond | 6 | OP | Natural Gas Fired Combustion Turbine | GT | Electric Utility | 1 | 199.4 | 153 | 179 | NG | DFO | N | [6 empty] | Y | Y | 153 | 187 | 153 | 187 | 1H | 1H | Y | Y | Y
3046 | Duke Energy Progress - (NC) | 7805 | Sherwood H Smith Jr Energy Complex | NC | Richmond | 7 | OP | Natural Gas Fired Combined Cycle | CT | Electric Utility | 1 | 199.4 | 160 | 189 | NG | DFO | N | [6 empty] | Y | Y | 160 | 189 | 160 | 189 | 6H | 6H | Y | Y | Y
3046 | Duke Energy Progress - (NC) | 7805 | Sherwood H Smith Jr Energy Complex | NC | Richmond | 8 | OP | Natural Gas Fired Combined Cycle | CT | Electric Utility | 1 | 199.4 | 157 | 189 | NG | DFO | N | [6 empty] | Y | Y | 157 | 189 | 157 | 189 | 6H | 6H | Y | Y | Y
3046 | Duke Energy Progress - (NC) | 7805 | Sherwood H Smith Jr Energy Complex | NC | Richmond | 9 | OP | Natural Gas Fired Combined Cycle | CT | Electric Utility | 1 | 191.2 | 178 | 214 | NG | DFO | N | [6 empty] | Y | Y | 178 | 214 | 178 | 214 | 6H | 6H | Y | Y | Y
40307 | Prairie Power, Inc | 7818 | Alsey | IL | Scott | 3 | OP | Natural Gas Fired Combustion Turbine | GT | Electric Utility | 1 | 20 | 18 | 20.3 | NG | DFO | N | [6 empty] | Y | Y | 19.3 | 19.3 | 0 | 19.3 | 1H | 1H | Y | Y | Y
40307 | Prairie Power, Inc | 7818 | Alsey | IL | Scott | 4 | OP | Natural Gas Fired Combustion Turbine | GT | Electric Utility | 1 | 20 | 18 | 19.4 | NG | DFO | N | [6 empty] | Y | Y | 17.5 | 17.5 | 0 | 17.5 | 1H | 1H | Y | Y | Y
9216 | Imperial Irrigation District | 7824 | Rockwood | CA | Imperial | 1 | OP | Natural Gas Fired Combustion Turbine | GT | Electric Utility | 1 | 24.9 | 24.1 | 24.1 | NG | DFO | Y | DFO | [5 empty] | Y | Y | 19 | 25 | 19 | 25 | 1H | 1H | N
17650 | Southern Power Co | 7826 | Rowan | NC | Rowan | 001 | OP | Natural Gas Fired Combustion Turbine | GT | IPP Non-CHP | 2 | 199.4 | 154 | 178 | NG | DFO | N | [6 empty] | Y | Y | 154 | 178 | 154 | 178 | 6H | 6H | N
17650 | Southern Power Co | 7826 | Rowan | NC | Rowan | 002 | OP | Natural Gas Fired Combustion Turbine | GT | IPP Non-CHP | 2 | 199.4 | 154 | 178 | NG | DFO | N | [6 empty] | Y | Y | 154 | 178 | 154 | 178 | 6H | 6H | N
17650 | Southern Power Co | 7826 | Rowan | NC | Rowan | 003 | OP | Natural Gas Fired Combustion Turbine | GT | IPP Non-CHP | 2 | 199.4 | 154 | 178 | NG | DFO | N | [6 empty] | Y | Y | 154 | 178 | 154 | 178 | 6H | 6H | N
17650 | Southern Power Co | 7826 | Rowan | NC | Rowan | 4 | OP | Natural Gas Fired Combined Cycle | CT | IPP Non-CHP | 2 | 199.4 | 476.8 | 515.1 | NG | DFO | N | [6 empty] | Y | Y | 462.6 | 503 | 462.6 | 503 | 6H | 6H | N
17543 | South Carolina Public Service Authority | 7834 | John S Rainey | SC | Anderson | CT1A | OP | Natural Gas Fired Combined Cycle | CT | Electric Utility | 1 | 165 | 150 | 170 | NG | DFO | N | [6 empty] | Y | N | 146 | 146 | 146 | 146 | UNK | UNK | Y |  | Y
17543 | South Carolina Public Service Authority | 7834 | John S Rainey | SC | Anderson | CT1B | OP | Natural Gas Fired Combined Cycle | CT | Electric Utility | 1 | 165 | 150 | 170 | NG | DFO | N | [6 empty] | Y | N | 146 | 146 | 146 | 146 | UNK | UNK | Y |  | Y
17543 | South Carolina Public Service Authority | 7834 | John S Rainey | SC | Anderson | CT2A | OP | Natural Gas Fired Combustion Turbine | GT | Electric Utility | 1 | 165 | 146 | 180 | NG | DFO | N | [6 empty] | Y | N | 146 | 146 | 146 | 146 | UNK | UNK | Y |  | Y
17543 | South Carolina Public Service Authority | 7834 | John S Rainey | SC | Anderson | CT2B | OP | Natural Gas Fired Combustion Turbine | GT | Electric Utility | 1 | 165 | 146 | 180 | NG | DFO | N | [6 empty] | Y | N | 146 | 146 | 146 | 146 | UNK | UNK | Y |  | Y
40229 | Old Dominion Electric Coop | 7836 | Marsh Run Generation Facility | VA | Fauquier | 1 | OP | Natural Gas Fired Combustion Turbine | GT | Electric Utility | 1 | 171.1 | 160.8 | 187 | NG | DFO | N | [6 empty] | Y | Y | 160.8 | 192 | 165 | 198 | 1H | 1H | Y | Y
40229 | Old Dominion Electric Coop | 7836 | Marsh Run Generation Facility | VA | Fauquier | 2 | OP | Natural Gas Fired Combustion Turbine | GT | Electric Utility | 1 | 171.1 | 159.3 | 187 | NG | DFO | N | [6 empty] | Y | Y | 159.3 | 192 | 165 | 198 | 1H | 1H | Y | Y
40229 | Old Dominion Electric Coop | 7836 | Marsh Run Generation Facility | VA | Fauquier | 3 | OP | Natural Gas Fired Combustion Turbine | GT | Electric Utility | 1 | 171.1 | 161 | 187 | NG | DFO | N | [6 empty] | Y | Y | 161 | 192 | 165 | 198 | 1H | 1H | Y | Y
40229 | Old Dominion Electric Coop | 7837 | Louisa Generation Facility | VA | Louisa | 1 | OP | Natural Gas Fired Combustion Turbine | GT | Electric Utility | 1 | 84.5 | 76.5 | 92 | NG | DFO | N | [6 empty] | Y | Y | 76.5 | 92 | 77 | 94 | 1H | 1H | Y | Y
40229 | Old Dominion Electric Coop | 7837 | Louisa Generation Facility | VA | Louisa | 2 | OP | Natural Gas Fired Combustion Turbine | GT | Electric Utility | 1 | 84.5 | 77 | 92 | NG | DFO | N | [6 empty] | Y | Y | 76 | 92 | 77 | 94 | 1H | 1H | Y | Y
40229 | Old Dominion Electric Coop | 7837 | Louisa Generation Facility | VA | Louisa | 3 | OP | Natural Gas Fired Combustion Turbine | GT | Electric Utility | 1 | 84.5 | 77.3 | 92 | NG | DFO | N | [6 empty] | Y | Y | 76 | 92 | 77 | 94 | 1H | 1H | Y | Y
40229 | Old Dominion Electric Coop | 7837 | Louisa Generation Facility | VA | Louisa | 4 | OP | Natural Gas Fired Combustion Turbine | GT | Electric Utility | 1 | 84.5 | 77.2 | 92 | NG | DFO | N | [6 empty] | Y | Y | 76 | 92 | 77 | 94 | 1H | 1H | Y | Y
40229 | Old Dominion Electric Coop | 7837 | Louisa Generation Facility | VA | Louisa | 5 | OP | Natural Gas Fired Combustion Turbine | GT | Electric Utility | 1 | 171.1 | 158 | 187 | NG | DFO | N | [6 empty] | Y | Y | 158 | 189 | 162 | 192 | 1H | 1H | Y | Y
19876 | Virginia Electric & Power Co | 7838 | Remington | VA | Fauquier | 1 | OP | Natural Gas Fired Combustion Turbine | GT | Electric Utility | 1 | 178.5 | 153 | 187 | NG | DFO | N | [6 empty] | Y | Y | 153 | 187 | 153 | 187 | 1H | 1H | Y | Y | Y
19876 | Virginia Electric & Power Co | 7838 | Remington | VA | Fauquier | 2 | OP | Natural Gas Fired Combustion Turbine | GT | Electric Utility | 1 | 170 | 151 | 187 | NG | DFO | N | [6 empty] | Y | Y | 151 | 187 | 151 | 187 | 1H | 1H | Y | Y | Y
19876 | Virginia Electric & Power Co | 7838 | Remington | VA | Fauquier | 3 | OP | Natural Gas Fired Combustion Turbine | GT | Electric Utility | 1 | 178.5 | 152 | 187 | NG | DFO | N | [6 empty] | Y | Y | 152 | 187 | 152 | 187 | 1H | 1H | Y | Y | Y
19876 | Virginia Electric & Power Co | 7838 | Remington | VA | Fauquier | 4 | OP | Natural Gas Fired Combustion Turbine | GT | Electric Utility | 1 | 178.5 | 152 | 187 | NG | DFO | N | [6 empty] | Y | Y | 152 | 188 | 152 | 188 | 1H | 1H | Y | Y | Y
19876 | Virginia Electric & Power Co | 7839 | Ladysmith | VA | Caroline | 1 | OP | Natural Gas Fired Combustion Turbine | GT | Electric Utility | 1 | 178.5 | 151 | 183 | NG | DFO | N | [6 empty] | Y | Y | 151 | 183 | 151 | 183 | 1H | 1H | Y | Y | Y
19876 | Virginia Electric & Power Co | 7839 | Ladysmith | VA | Caroline | 2 | OP | Natural Gas Fired Combustion Turbine | GT | Electric Utility | 1 | 178.5 | 151 | 183 | NG | DFO | N | [6 empty] | Y | Y | 151 | 183 | 151 | 183 | 1H | 1H | Y | Y | Y
19876 | Virginia Electric & Power Co | 7839 | Ladysmith | VA | Caroline | 3 | OP | Natural Gas Fired Combustion Turbine | GT | Electric Utility | 1 | 178.5 | 161 | 183 | NG | DFO | N | [6 empty] | Y | Y | 161 | 183 | 161 | 183 | 1H | 1H | Y | Y | Y
19876 | Virginia Electric & Power Co | 7839 | Ladysmith | VA | Caroline | 4 | OP | Natural Gas Fired Combustion Turbine | GT | Electric Utility | 1 | 178.5 | 160 | 183 | NG | DFO | N | [6 empty] | Y | Y | 160 | 183 | 160 | 183 | 1H | 1H | Y | Y | Y
19876 | Virginia Electric & Power Co | 7839 | Ladysmith | VA | Caroline | 5 | OP | Natural Gas Fired Combustion Turbine | GT | Electric Utility | 1 | 178.5 | 160 | 183 | NG | DFO | N | [6 empty] | Y | Y | 160 | 183 | 160 | 183 | 1H | 1H | Y | Y | Y
7570 | Great River Energy | 7843 | Pleasant Valley (MN) | MN | Mower | 11 | OP | Natural Gas Fired Combustion Turbine | GT | Electric Utility | 1 | 167.5 | 159.5 | 176.3 | NG | DFO | N | [6 empty] | Y | N | 154.2 | 175.7 | 143.8 | 166.7 | 1H | 1H | N
7570 | Great River Energy | 7843 | Pleasant Valley (MN) | MN | Mower | 12 | OP | Natural Gas Fired Combustion Turbine | GT | Electric Utility | 1 | 167.5 | 153.6 | 175.9 | NG | DFO | N | [6 empty] | Y | N | 151.6 | 175.7 | 146.7 | 170.2 | 1H | 1H | N
7570 | Great River Energy | 7843 | Pleasant Valley (MN) | MN | Mower | 13 | OP | Natural Gas Fired Combustion Turbine | GT | Electric Utility | 1 | 132.8 | 128.8 | 134.5 | NG | DFO | N | [6 empty] | Y | Y | 118 | 135.2 | 108.2 | 127.4 | 1H | 1H | N
18642 | Tennessee Valley Authority | 7845 | Lagoon Creek | TN | Haywood | GT1 | OP | Natural Gas Fired Combustion Turbine | GT | Electric Utility | 1 | 84.5 | 73.9 | 94.3 | NG | DFO | N | [6 empty] | Y | Y | 78.8 | 101.1 | 75.2 | 96 | 1H | 1H | Y |  | Y
18642 | Tennessee Valley Authority | 7845 | Lagoon Creek | TN | Haywood | GT10 | OP | Natural Gas Fired Combustion Turbine | GT | Electric Utility | 1 | 86.2 | 72.7 | 92.8 | NG | DFO | N | [6 empty] | Y | Y | 77.6 | 99.4 | 74.3 | 94.8 | 1H | 1H | Y |  | Y
18642 | Tennessee Valley Authority | 7845 | Lagoon Creek | TN | Haywood | GT11 | OP | Natural Gas Fired Combustion Turbine | GT | Electric Utility | 1 | 86.2 | 72.7 | 92.8 | NG | DFO | N | [6 empty] | Y | Y | 77.6 | 99.4 | 74.3 | 94.8 | 1H | 1H | Y |  | Y
18642 | Tennessee Valley Authority | 7845 | Lagoon Creek | TN | Haywood | GT12 | OP | Natural Gas Fired Combustion Turbine | GT | Electric Utility | 1 | 86.2 | 72.7 | 92.8 | NG | DFO | N | [6 empty] | Y | Y | 77.6 | 99.4 | 74.3 | 94.8 | 1H | 1H | Y |  | Y
18642 | Tennessee Valley Authority | 7845 | Lagoon Creek | TN | Haywood | GT2 | OP | Natural Gas Fired Combustion Turbine | GT | Electric Utility | 1 | 84.5 | 73.9 | 94.3 | NG | DFO | N | [6 empty] | Y | Y | 78.8 | 101.1 | 75.2 | 96 | 1H | 1H | Y |  | Y
18642 | Tennessee Valley Authority | 7845 | Lagoon Creek | TN | Haywood | GT3 | OP | Natural Gas Fired Combustion Turbine | GT | Electric Utility | 1 | 84.5 | 73.9 | 94.3 | NG | DFO | N | [6 empty] | Y | Y | 78.8 | 101.1 | 75.2 | 96 | 1H | 1H | Y |  | Y
18642 | Tennessee Valley Authority | 7845 | Lagoon Creek | TN | Haywood | GT4 | OP | Natural Gas Fired Combustion Turbine | GT | Electric Utility | 1 | 84.5 | 73.9 | 94.3 | NG | DFO | N | [6 empty] | Y | Y | 78.8 | 101.1 | 75.2 | 96 | 1H | 1H | Y |  | Y
18642 | Tennessee Valley Authority | 7845 | Lagoon Creek | TN | Haywood | GT5 | OP | Natural Gas Fired Combustion Turbine | GT | Electric Utility | 1 | 84.5 | 73.9 | 94.3 | NG | DFO | N | [6 empty] | Y | Y | 78.8 | 101.1 | 75.2 | 96 | 1H | 1H | Y |  | Y
18642 | Tennessee Valley Authority | 7845 | Lagoon Creek | TN | Haywood | GT6 | OP | Natural Gas Fired Combustion Turbine | GT | Electric Utility | 1 | 84.5 | 73.9 | 94.3 | NG | DFO | N | [6 empty] | Y | Y | 78.8 | 101.1 | 75.2 | 96 | 1H | 1H | Y |  | Y
18642 | Tennessee Valley Authority | 7845 | Lagoon Creek | TN | Haywood | GT7 | OP | Natural Gas Fired Combustion Turbine | GT | Electric Utility | 1 | 84.5 | 73.9 | 94.3 | NG | DFO | N | [6 empty] | Y | Y | 78.8 | 101.1 | 75.2 | 96 | 1H | 1H | Y |  | Y
18642 | Tennessee Valley Authority | 7845 | Lagoon Creek | TN | Haywood | GT8 | OP | Natural Gas Fired Combustion Turbine | GT | Electric Utility | 1 | 84.5 | 73.9 | 94.3 | NG | DFO | N | [6 empty] | Y | Y | 78.8 | 101.1 | 75.2 | 96 | 1H | 1H | Y |  | Y
18642 | Tennessee Valley Authority | 7845 | Lagoon Creek | TN | Haywood | GT9 | OP | Natural Gas Fired Combustion Turbine | GT | Electric Utility | 1 | 86.2 | 72.7 | 92.8 | NG | DFO | N | [6 empty] | Y | Y | 77.6 | 101.1 | 74.3 | 96 | 1H | 1H | Y |  | Y
9617 | JEA | 7846 | Brandy Branch | FL | Duval | 001 | OP | Natural Gas Fired Combustion Turbine | GT | Electric Utility | 1 | 185 | 158.6 | 191.2 | NG | DFO | N | [6 empty] | Y | Y | 150 | 185.9 | 150 | 191.2 | 1H | 1H | Y |  | Y
9617 | JEA | 7846 | Brandy Branch | FL | Duval | 002 | OP | Natural Gas Fired Combined Cycle | CT | Electric Utility | 1 | 185 | 158.6 | 191.2 | NG | DFO | N | [6 empty] | Y | Y | 150 | 185.9 | 150 | 191.2 | 1H | 1H | Y |  | Y
9617 | JEA | 7846 | Brandy Branch | FL | Duval | 003 | OP | Natural Gas Fired Combined Cycle | CT | Electric Utility | 1 | 185 | 158.6 | 191.2 | NG | DFO | N | [6 empty] | Y | Y | 150 | 185.9 | 150 | 191.2 | 1H | 1H | Y |  | Y
9617 | JEA | 7846 | Brandy Branch | FL | Duval | 004 | OP | Natural Gas Fired Combined Cycle | CA | Electric Utility | 1 | 228.1 | 185 | 190 | NG |  | N | [6 empty] | Y | N | 195.5 | 215.5 | 201 | 222.7 | 1H | 1H | Y |  | Y
924 | Associated Electric Coop, Inc | 7848 | Holden | MO | Johnson | 11 | OP | Natural Gas Fired Combustion Turbine | GT | Electric Utility | 1 | 107.1 | 70 | 84 | NG | DFO | N | [6 empty] | Y | N | 70 | 118 | 70 | 118 | 1H | 1H | Y |  | Y
924 | Associated Electric Coop, Inc | 7848 | Holden | MO | Johnson | 12 | OP | Natural Gas Fired Combustion Turbine | GT | Electric Utility | 1 | 107.1 | 70 | 84 | NG | DFO | N | [6 empty] | Y | N | 70 | 118 | 70 | 118 | 1H | 1H | Y |  | Y
924 | Associated Electric Coop, Inc | 7848 | Holden | MO | Johnson | 13 | OP | Natural Gas Fired Combustion Turbine | GT | Electric Utility | 1 | 107.1 | 70 | 84 | NG | DFO | N | [6 empty] | Y | N | 70 | 118 | 70 | 118 | 1H | 1H | Y |  | Y
4716 | Dairyland Power Coop | 7863 | Elk Mound | WI | Chippewa | 1 | OP | Natural Gas Fired Combustion Turbine | GT | Electric Utility | 1 | 35.5 | 34.5 | 45.5 | NG | DFO | N | [6 empty] | Y | Y | 34.5 | 45.5 | 34.5 | 45.5 | 1H | 1H | Y |  | Y
4716 | Dairyland Power Coop | 7863 | Elk Mound | WI | Chippewa | 2 | OP | Natural Gas Fired Combustion Turbine | GT | Electric Utility | 1 | 35.5 | 34.9 | 45.3 | NG | DFO | N | [6 empty] | Y | Y | 34.9 | 45.3 | 34.9 | 45.3 | 1H | 1H | Y |  | Y
56505 | National Grid Generation LLC | 7869 | Glenwood Landing | NY | Nassau | GT4 | OP | Natural Gas Fired Combustion Turbine | GT | Electric Utility | 1 | 53 | 40 | 46.8 | NG | KER | N | [6 empty] | Y | Y | 40.6 | 46 | 40.6 | 46 | 1H | 1H | Y |  | Y
56505 | National Grid Generation LLC | 7869 | Glenwood Landing | NY | Nassau | GT5 | OP | Natural Gas Fired Combustion Turbine | GT | Electric Utility | 1 | 53 | 40 | 43.2 | NG | KER | N | [6 empty] | Y | Y | 38.6 | 44.6 | 38.6 | 44.6 | 1H | 1H | Y |  | Y
15500 | Puget Sound Energy Inc | 7870 | Encogen | WA | Whatcom | CTG1 | OP | Natural Gas Fired Combined Cycle | CT | Electric Utility | 1 | 39.4 | 34.5 | 42.2 | NG | DFO | Y | NG | DFO |  |  |  |  | N | Y | 39.4 | 42 | 39.4 | 36 | 1H | 1H | Y | Y | Y
15500 | Puget Sound Energy Inc | 7870 | Encogen | WA | Whatcom | CTG2 | OP | Natural Gas Fired Combined Cycle | CT | Electric Utility | 1 | 39.4 | 34.5 | 42.2 | NG | DFO | Y | NG | DFO |  |  |  |  | N | Y | 39.4 | 42 | 39.4 | 36 | 1H | 1H | Y | Y | Y
15500 | Puget Sound Energy Inc | 7870 | Encogen | WA | Whatcom | CTG3 | OP | Natural Gas Fired Combined Cycle | CT | Electric Utility | 1 | 39.4 | 34.5 | 42.2 | NG | DFO | Y | NG | DFO |  |  |  |  | Y | Y | 39.4 | 42 | 39.4 | 36 | 1H | 1H | Y | Y | Y | Y
25422 | National Power Coop Inc | 7872 | Robert P Mone Plant | OH | Van Wert | 1 | OP | Natural Gas Fired Combustion Turbine | GT | Electric Utility | 1 | 198 | 145 | 180 | NG | DFO | N | [6 empty] | Y | Y | 147.2 | 188.1 | 147.2 | 188.1 | 1H | 1H | Y | Y | Y
25422 | National Power Coop Inc | 7872 | Robert P Mone Plant | OH | Van Wert | 2 | OP | Natural Gas Fired Combustion Turbine | GT | Electric Utility | 1 | 198 | 145 | 180 | NG | DFO | N | [6 empty] | Y | Y | 148.7 | 188.5 | 148.7 | 188.5 | 1H | 1H | Y | Y | Y
25422 | National Power Coop Inc | 7872 | Robert P Mone Plant | OH | Van Wert | 3 | OP | Natural Gas Fired Combustion Turbine | GT | Electric Utility | 1 | 198 | 145 | 180 | NG | DFO | N | [6 empty] | Y | Y | 148.7 | 188.3 | 148.7 | 188.3 | 1H | 1H | Y | Y | Y
11018 | Lincoln Electric System | 7887 | Terry Bundy Generating Station | NE | Lancaster | 2 | OP | Natural Gas Fired Combined Cycle | CT | Electric Utility | 1 | 60.5 | 47 | 48 | NG | DFO | N | [6 empty] | Y | Y | 47 | 48 | 45 | 46 | 1H | 1H | Y |  | Y
11018 | Lincoln Electric System | 7887 | Terry Bundy Generating Station | NE | Lancaster | 3 | OP | Natural Gas Fired Combined Cycle | CT | Electric Utility | 1 | 60.5 | 47 | 48 | NG | DFO | N | [6 empty] | Y | Y | 47 | 48 | 45 | 46 | 1H | 1H | N
11018 | Lincoln Electric System | 7887 | Terry Bundy Generating Station | NE | Lancaster | 4 | OP | Natural Gas Fired Combustion Turbine | GT | Electric Utility | 1 | 60.5 | 47 | 48 | NG | DFO | N | [6 empty] | Y | Y | 47 | 48 | 45 | 46 | 1H | 1H | N
13994 | Oglethorpe Power Corporation | 7916 | Talbot County Energy | GA | Talbot | 5 | OP | Natural Gas Fired Combustion Turbine | GT | Electric Utility | 1 | 121 | 96.5 | 116.4 | NG | DFO | N | [6 empty] | Y | Y | 112.75 | 120.75 | 112.75 | 120.75 | 1H | 1H | Y | Y | Y
13994 | Oglethorpe Power Corporation | 7916 | Talbot County Energy | GA | Talbot | 6 | OP | Natural Gas Fired Combustion Turbine | GT | Electric Utility | 1 | 121 | 95.3 | 116.4 | NG | DFO | N | [6 empty] | Y | Y | 112.75 | 120.75 | 112.75 | 120.75 | 1H | 1H | Y | Y | Y
7570 | Great River Energy | 7925 | Lakefield Junction | MN | Martin | 1 | OP | Natural Gas Fired Combustion Turbine | GT | Electric Utility | 1 | 89.3 | 86.2 | 101.3 | NG | DFO | N | [6 empty] | Y | Y | 86.6 | 101.5 | 82.2 | 97.2 | 1H | 1H | N
7570 | Great River Energy | 7925 | Lakefield Junction | MN | Martin | 2 | OP | Natural Gas Fired Combustion Turbine | GT | Electric Utility | 1 | 89.3 | 85.7 | 100.6 | NG | DFO | N | [6 empty] | Y | Y | 88.5 | 101.5 | 79.3 | 93.8 | 1H | 1H | N
7570 | Great River Energy | 7925 | Lakefield Junction | MN | Martin | 3 | OP | Natural Gas Fired Combustion Turbine | GT | Electric Utility | 1 | 89.3 | 84.8 | 99.6 | NG | DFO | N | [6 empty] | Y | Y | 86.4 | 101.3 | 78.4 | 92.8 | 1H | 1H | N
7570 | Great River Energy | 7925 | Lakefield Junction | MN | Martin | 4 | OP | Natural Gas Fired Combustion Turbine | GT | Electric Utility | 1 | 89.3 | 84.9 | 99.8 | NG | DFO | N | [6 empty] | Y | Y | 87.2 | 102.3 | 79.7 | 94.4 | 1H | 1H | N
7570 | Great River Energy | 7925 | Lakefield Junction | MN | Martin | 5 | OP | Natural Gas Fired Combustion Turbine | GT | Electric Utility | 1 | 89.3 | 86.4 | 101.5 | NG | DFO | N | [6 empty] | Y | Y | 87.2 | 102.3 | 81.8 | 94.4 | 1H | 1H | N
7570 | Great River Energy | 7925 | Lakefield Junction | MN | Martin | 6 | OP | Natural Gas Fired Combustion Turbine | GT | Electric Utility | 1 | 89.3 | 85.6 | 100.6 | NG | DFO | N | [6 empty] | Y | Y | 87.5 | 102.5 | 81.8 | 96.8 | 1H | 1H | N
14232 | Otter Tail Power Co | 7947 | Solway CT | MN | Beltrami | 1 | SB | Natural Gas Fired Combustion Turbine | GT | Electric Utility | 1 | 50 | 41.9 | 41.9 | NG | DFO | N | [6 empty] | Y | Y | 43 | 48 | 43 | 48 | 1H | 1H | Y |  | Y
18642 | Tennessee Valley Authority | 7960 | Kemper County | MS | Kemper | GT1 | OP | Natural Gas Fired Combustion Turbine | GT | Electric Utility | 1 | 93 | 73.3 | 93.6 | NG | DFO | N | [6 empty] | Y | Y | 78.2 | 100.3 | 80 | 95.3 | 1H | 1H | Y |  | Y
18642 | Tennessee Valley Authority | 7960 | Kemper County | MS | Kemper | GT2 | OP | Natural Gas Fired Combustion Turbine | GT | Electric Utility | 1 | 93 | 73.3 | 93.6 | NG | DFO | N | [6 empty] | Y | Y | 78.2 | 100.3 | 80 | 95.3 | 1H | 1H | Y |  | Y
18642 | Tennessee Valley Authority | 7960 | Kemper County | MS | Kemper | GT3 | OP | Natural Gas Fired Combustion Turbine | GT | Electric Utility | 1 | 93 | 73.3 | 93.6 | NG | DFO | N | [6 empty] | Y | Y | 78.2 | 100.3 | 80 | 95.3 | 1H | 1H | Y |  | Y
18642 | Tennessee Valley Authority | 7960 | Kemper County | MS | Kemper | GT4 | OP | Natural Gas Fired Combustion Turbine | GT | Electric Utility | 1 | 93 | 73.3 | 93.6 | NG | DFO | N | [6 empty] | Y | Y | 78.2 | 100.3 | 80 | 95.3 | 1H | 1H | Y |  | Y
5084 | Delaware Municipal Electric Corp | 7962 | Warren F Sam Beasley Generation Station | DE | Kent | 001 | OP | Natural Gas Fired Combustion Turbine | GT | Electric Utility | 1 | 45 | 48 | 48 | NG | DFO | N | [6 empty] | Y | Y | 48 | 48 | 48 | 48 | 1H | 1H | Y | Y | Y
5084 | Delaware Municipal Electric Corp | 7962 | Warren F Sam Beasley Generation Station | DE | Kent | 002 | OP | Natural Gas Fired Combustion Turbine | GT | Electric Utility | 1 | 51 | 50 | 50 | NG | DFO | N | [6 empty] | Y | Y | 49 | 49 | 49 | 49 | 1H | 1H | Y | Y | Y
19436 | Union Electric Co - (MO) | 7964 | Peno Creek | MO | Pike | GT1 | OP | Natural Gas Fired Combustion Turbine | GT | Electric Utility | 1 | 60 | 47 | 59 | NG | DFO | N | [6 empty] | Y | Y | 47 | 49 | 47 | 49 | 6H | 6H | Y | Y
19436 | Union Electric Co - (MO) | 7964 | Peno Creek | MO | Pike | GT2 | OP | Natural Gas Fired Combustion Turbine | GT | Electric Utility | 1 | 60 | 47 | 59 | NG | DFO | N | [6 empty] | Y | Y | 47 | 49 | 47 | 49 | 6H | 6H | Y | Y
19436 | Union Electric Co - (MO) | 7964 | Peno Creek | MO | Pike | GT3 | OP | Natural Gas Fired Combustion Turbine | GT | Electric Utility | 1 | 60 | 47 | 59 | NG | DFO | N | [6 empty] | Y | Y | 47 | 49 | 47 | 49 | 6H | 6H | Y | Y
19436 | Union Electric Co - (MO) | 7964 | Peno Creek | MO | Pike | GT4 | OP | Natural Gas Fired Combustion Turbine | GT | Electric Utility | 1 | 60 | 47 | 59 | NG | DFO | N | [6 empty] | Y | Y | 47 | 49 | 47 | 49 | 6H | 6H | Y | Y
30151 | Tri-State G & T Assn, Inc | 7975 | Pyramid | NM | Hidalgo | 1 | OP | Natural Gas Fired Combustion Turbine | GT | Electric Utility | 1 | 46.5 | 39.5 | 45.6 | NG | DFO | N | [6 empty] | Y | Y | 39.5 | 45.6 | 40 | 45.6 | 6H | 6H | Y | Y | Y
30151 | Tri-State G & T Assn, Inc | 7975 | Pyramid | NM | Hidalgo | 2 | OP | Natural Gas Fired Combustion Turbine | GT | Electric Utility | 1 | 46.5 | 39.5 | 45.6 | NG | DFO | N | [6 empty] | Y | Y | 39.5 | 45.6 | 40 | 45.6 | 6H | 6H | Y | Y | Y
30151 | Tri-State G & T Assn, Inc | 7975 | Pyramid | NM | Hidalgo | 3 | OP | Natural Gas Fired Combustion Turbine | GT | Electric Utility | 1 | 46.5 | 39.5 | 45.6 | NG | DFO | N | [6 empty] | Y | Y | 39.5 | 45.6 | 40 | 45.6 | 6H | 6H | Y | Y | Y
30151 | Tri-State G & T Assn, Inc | 7975 | Pyramid | NM | Hidalgo | 4 | OP | Natural Gas Fired Combustion Turbine | GT | Electric Utility | 1 | 46.5 | 39.5 | 45.6 | NG | DFO | N | [6 empty] | Y | Y | 39.5 | 45.6 | 40 | 45.6 | 6H | 6H | Y | Y | Y
5416 | Duke Energy Carolinas, LLC | 7981 | Mill Creek (SC) | SC | Cherokee | 1 | OP | Natural Gas Fired Combustion Turbine | GT | Electric Utility | 1 | 99.9 | 74.4 | 92.4 | NG | DFO | N | [6 empty] | Y | Y | 74 | 92 | 74 | 92 | 1H | 1H | Y | Y | Y
5416 | Duke Energy Carolinas, LLC | 7981 | Mill Creek (SC) | SC | Cherokee | 2 | OP | Natural Gas Fired Combustion Turbine | GT | Electric Utility | 1 | 99.9 | 74.4 | 92.4 | NG | DFO | N | [6 empty] | Y | Y | 74 | 92 | 74 | 92 | 1H | 1H | Y | Y | Y
5416 | Duke Energy Carolinas, LLC | 7981 | Mill Creek (SC) | SC | Cherokee | 3 | OP | Natural Gas Fired Combustion Turbine | GT | Electric Utility | 1 | 99.9 | 74.4 | 92.4 | NG | DFO | N | [6 empty] | Y | Y | 74 | 92 | 74 | 92 | 1H | 1H | Y | Y | Y
5416 | Duke Energy Carolinas, LLC | 7981 | Mill Creek (SC) | SC | Cherokee | 4 | OP | Natural Gas Fired Combustion Turbine | GT | Electric Utility | 1 | 99.9 | 74.4 | 92.4 | NG | DFO | N | [6 empty] | Y | Y | 74 | 92 | 74 | 92 | 1H | 1H | Y | Y | Y
5416 | Duke Energy Carolinas, LLC | 7981 | Mill Creek (SC) | SC | Cherokee | 5 | OP | Natural Gas Fired Combustion Turbine | GT | Electric Utility | 1 | 99.9 | 74.4 | 92.4 | NG | DFO | N | [6 empty] | Y | Y | 74 | 92 | 74 | 92 | 1H | 1H | Y | Y | Y
5416 | Duke Energy Carolinas, LLC | 7981 | Mill Creek (SC) | SC | Cherokee | 6 | OP | Natural Gas Fired Combustion Turbine | GT | Electric Utility | 1 | 99.9 | 74.4 | 92.4 | NG | DFO | N | [6 empty] | Y | Y | 74 | 92 | 74 | 92 | 1H | 1H | Y | Y | Y
5416 | Duke Energy Carolinas, LLC | 7981 | Mill Creek (SC) | SC | Cherokee | 7 | OP | Natural Gas Fired Combustion Turbine | GT | Electric Utility | 1 | 99.9 | 74.4 | 92.4 | NG | DFO | N | [6 empty] | Y | Y | 74 | 92 | 74 | 92 | 1H | 1H | Y | Y | Y
5416 | Duke Energy Carolinas, LLC | 7981 | Mill Creek (SC) | SC | Cherokee | 8 | OP | Natural Gas Fired Combustion Turbine | GT | Electric Utility | 1 | 99.9 | 74.4 | 92.4 | NG | DFO | N | [6 empty] | Y | Y | 74 | 92 | 74 | 92 | 1H | 1H | Y | Y | Y
2507 | City of Burbank Water and Power | 7987 | Lake One | CA | Los Angeles | L1 | OP | Natural Gas Fired Combustion Turbine | GT | Electric Utility | 1 | 60.5 | 48 | 48 | NG | OBG | Y | NG | OBG |  |  |  |  | N
11479 | Madison Gas & Electric Co | 7991 | West Campus Cogeneration Facility | WI | Dane | 1 | OP | Natural Gas Fired Combined Cycle | CT | Electric Utility | 1 | 54 | 31.5 | 31.5 | NG | DFO | N | [6 empty] | Y | Y | 31.5 | 31.5 | 31.5 | 31.5 | UNK | UNK | Y |  | Y | Y
11479 | Madison Gas & Electric Co | 7991 | West Campus Cogeneration Facility | WI | Dane | CT2 | OP | Natural Gas Fired Combined Cycle | CT | Electric Utility | 1 | 54 | 32.9 | 32.9 | NG | DFO | N | [6 empty] | Y | Y | 32.9 | 32.9 | 32.9 | 32.9 | UNK | UNK | Y |  | Y | Y
11479 | Madison Gas & Electric Co | 7991 | West Campus Cogeneration Facility | WI | Dane | STG1 | OP | Natural Gas Fired Combined Cycle | CA | Electric Utility | 1 | 61.3 | 55.3 | 55.3 | NG | DFO | N | [6 empty] | Y | Y | 55.3 | 55.3 | 55.3 | 55.3 | UNK | UNK | Y |  | Y | Y
15472 | Public Service Co of NH | 8002 | Newington | NH | Rockingham | 1 | OP | Petroleum Liquids | ST | Electric Utility | 1 | 414 | 400.2 | 400.2 | RFO | NG | Y | RFO | NG |  |  |  |  | Y | Y | 310 | 310 | 402 | 400 | 6H | 1H | N
5511 | CCI Roseton LLC | 8006 | Roseton Generating Facility | NY | Orange | 1 | OP | Natural Gas Steam Turbine | ST | IPP Non-CHP | 2 | 621 | 600.5 | 611.7 | NG | RFO | Y | RFO | NG |  |  |  |  | Y | Y | 619 | 618 | 619 | 618 | 1H | 1H | Y |  |  | Y
5511 | CCI Roseton LLC | 8006 | Roseton Generating Facility | NY | Orange | 2 | OP | Natural Gas Steam Turbine | ST | IPP Non-CHP | 2 | 621 | 596 | 602.5 | NG | RFO | Y | RFO | NG |  |  |  |  | Y | Y | 587.5 | 595 | 587.5 | 595 | 1H | 1H | Y |  |  | Y
1148 | City of Baldwin City- (KS) | 8020 | Baldwin City Plant No 2 | KS | Douglas | 7 | OP | Petroleum Liquids | IC | Electric Utility | 1 | 3.2 | 3 | 3 | DFO | NG | N | [6 empty] | Y | [5 empty] | 1H | 1H | N
1148 | City of Baldwin City- (KS) | 8020 | Baldwin City Plant No 2 | KS | Douglas | 8 | OP | Petroleum Liquids | IC | Electric Utility | 1 | 3.2 | 3 | 3 | DFO | NG | N | [6 empty] | Y | [5 empty] | 1H | 1H | N
12341 | MidAmerican Energy Co | 8029 | Sycamore (IA) | IA | Polk | 1 | OP | Natural Gas Fired Combustion Turbine | GT | Electric Utility | 1 | 78.8 | 75.5 | 95 | NG | DFO | Y | NG | DFO |  |  |  |  | Y | Y | 74.5 | 96.2 | 74.5 | 96.2 | 1H | 1H | N
12341 | MidAmerican Energy Co | 8029 | Sycamore (IA) | IA | Polk | 2 | OP | Natural Gas Fired Combustion Turbine | GT | Electric Utility | 1 | 78.8 | 73 | 95 | NG | DFO | Y | NG | DFO |  |  |  |  | Y | Y | 74.5 | 96.2 | 74.5 | 96.2 | 1H | 1H | N
13809 | NorthWestern Energy - (SD) | 8034 | Yankton | SD | Yankton | 1 | SB | Natural Gas Internal Combustion Engine | IC | Electric Utility | 1 | 2.2 | 2.2 | 2.2 | NG | DFO | N | [6 empty] | Y | Y | 2 | 2 | 2 | 2 | 1H | 1H | Y | Y
13809 | NorthWestern Energy - (SD) | 8034 | Yankton | SD | Yankton | 3 | SB | Natural Gas Internal Combustion Engine | IC | Electric Utility | 1 | 6.5 | 6.5 | 6.5 | NG | DFO | N | [6 empty] | Y | Y | 6 | 6 | 6 | 6 | 1H | 1H | Y | Y
6455 | Duke Energy Florida, Inc | 8048 | Anclote | FL | Pasco | 1 | OP | Natural Gas Steam Turbine | ST | Electric Utility | 1 | 556.2 | 521 | 524 | NG | RFO | N | [6 empty] | Y | Y | 521 | 524 | 521 | 524 | UNK | UNK | Y | Y
6455 | Duke Energy Florida, Inc | 8048 | Anclote | FL | Pasco | 2 | OP | Natural Gas Steam Turbine | ST | Electric Utility | 1 | 556.2 | 520 | 524 | NG | RFO | N | [6 empty] | Y | Y | 520 | 524 | 520 | 524 | UNK | UNK | Y | Y
6455 | Duke Energy Florida, Inc | 8049 | Intercession City | FL | Osceola | P10 | OP | Natural Gas Fired Combustion Turbine | GT | Electric Utility | 1 | 103.5 | 82 | 95 | NG | DFO | N | [6 empty] | Y | Y | 82 | 95 | 82 | 95 | 1H | 1H | Y | Y | Y
6455 | Duke Energy Florida, Inc | 8049 | Intercession City | FL | Osceola | P12 | OP | Natural Gas Fired Combustion Turbine | GT | Electric Utility | 1 | 103.5 | 76 | 92 | NG | DFO | N | [6 empty] | Y | Y | 76 | 92 | 76 | 92 | 1H | 1H | Y | Y | Y
6455 | Duke Energy Florida, Inc | 8049 | Intercession City | FL | Osceola | P13 | OP | Natural Gas Fired Combustion Turbine | GT | Electric Utility | 1 | 103.5 | 76 | 92 | NG | DFO | N | [6 empty] | Y | Y | 76 | 92 | 76 | 92 | 1H | 1H | Y | Y | Y
6455 | Duke Energy Florida, Inc | 8049 | Intercession City | FL | Osceola | P14 | OP | Natural Gas Fired Combustion Turbine | GT | Electric Utility | 1 | 103.5 | 73 | 92 | NG | DFO | N | [6 empty] | Y | Y | 77 | 92 | 77 | 92 | 1H | 1H | Y | Y | Y
6455 | Duke Energy Florida, Inc | 8049 | Intercession City | FL | Osceola | P7 | OP | Natural Gas Fired Combustion Turbine | GT | Electric Utility | 1 | 103.5 | 83 | 94 | NG | DFO | N | [6 empty] | Y | Y | 83 | 94 | 83 | 94 | 1H | 1H | Y | Y | Y
6455 | Duke Energy Florida, Inc | 8049 | Intercession City | FL | Osceola | P8 | OP | Natural Gas Fired Combustion Turbine | GT | Electric Utility | 1 | 103.5 | 83 | 95 | NG | DFO | N | [6 empty] | Y | Y | 81 | 95 | 81 | 95 | 1H | 1H | Y | Y | Y
6455 | Duke Energy Florida, Inc | 8049 | Intercession City | FL | Osceola | P9 | OP | Natural Gas Fired Combustion Turbine | GT | Electric Utility | 1 | 103.5 | 82 | 95 | NG | DFO | N | [6 empty] | Y | Y | 82 | 95 | 82 | 95 | 1H | 1H | Y | Y | Y
12685 | Entergy Mississippi Inc | 8054 | Gerald Andrus | MS | Washington | 1 | OP | Natural Gas Steam Turbine | ST | Electric Utility | 1 | 781.4 | 734.2 | 747.6 | NG | RFO | Y | NG | RFO |  |  |  |  | Y | Y | 741 | 741 | 741 | 741 | 6H | 6H | N
11241 | Entergy Louisiana LLC | 8056 | Waterford 1 & 2 | LA | St Charles | 1 | OP | Natural Gas Steam Turbine | ST | Electric Utility | 1 | 445.5 | 367.8 | 373.8 | NG | RFO | Y | NG | RFO |  |  |  |  | Y | Y | 411 | 411 | 411 | 411 | 24H | 6H | Y |  |  | Y
11241 | Entergy Louisiana LLC | 8056 | Waterford 1 & 2 | LA | St Charles | 2 | OP | Natural Gas Steam Turbine | ST | Electric Utility | 1 | 445.5 | 410.6 | 411 | NG | RFO | Y | NG | RFO |  |  |  |  | Y | Y | 411 | 411 | 411 | 411 | 24H | 6H | Y |  |  | Y
55983 | Luminant Generation Company LLC | 8063 | DeCordova Steam Electric Station | TX | Hood | CT1 | OP | Natural Gas Fired Combustion Turbine | GT | IPP Non-CHP | 2 | 89.4 | 71 | 80 | NG | DFO | N | [6 empty] | Y | Y | 68 | 77 | 89 | 77 | 1H | 1H | Y |  | Y
55983 | Luminant Generation Company LLC | 8063 | DeCordova Steam Electric Station | TX | Hood | CT2 | OP | Natural Gas Fired Combustion Turbine | GT | IPP Non-CHP | 2 | 89.4 | 70 | 80 | NG | DFO | N | [6 empty] | Y | Y | 70 | 80 | 89 | 80 | 1H | 1H | Y |  | Y
55983 | Luminant Generation Company LLC | 8063 | DeCordova Steam Electric Station | TX | Hood | CT3 | OP | Natural Gas Fired Combustion Turbine | GT | IPP Non-CHP | 2 | 89.4 | 69 | 79 | NG | DFO | N | [6 empty] | Y | Y | 69 | 79 | 89 | 79 | 1H | 1H | Y |  | Y
55983 | Luminant Generation Company LLC | 8063 | DeCordova Steam Electric Station | TX | Hood | CT4 | OP | Natural Gas Fired Combustion Turbine | GT | IPP Non-CHP | 2 | 89.4 | 68 | 77 | NG | DFO | N | [6 empty] | Y | Y | 68 | 77 | 89 | 77 | 1H | 1H | Y |  | Y
15466 | Public Service Co of Colorado | 8067 | Fort Lupton | CO | Weld | 1 | OP | Natural Gas Fired Combustion Turbine | GT | Electric Utility | 1 | 50.4 | 45 | 50 | NG | DFO | N | [6 empty] | Y | Y | 45 | 50 | 43 | 45 | 1H | 1H | Y | Y | Y
15466 | Public Service Co of Colorado | 8067 | Fort Lupton | CO | Weld | 2 | OP | Natural Gas Fired Combustion Turbine | GT | Electric Utility | 1 | 50.4 | 45 | 50 | NG | DFO | N | [6 empty] | Y | Y | 45 | 50 | 44.7 | 47 | 1H | 1H | Y | Y | Y
15248 | Portland General Electric Co | 8073 | Beaver | OR | Columbia | 1 | OP | Natural Gas Fired Combined Cycle | CT | Electric Utility | 1 | 68.3 | 54 | 60 | NG | DFO | Y | NG | DFO |  |  |  |  | Y | Y | 55.3 | 63 | 55.3 | 63 | 1H | 1H | Y |  | Y
15248 | Portland General Electric Co | 8073 | Beaver | OR | Columbia | 2 | OP | Natural Gas Fired Combined Cycle | CT | Electric Utility | 1 | 68.3 | 54 | 60 | NG | DFO | Y | NG | DFO |  |  |  |  | Y | Y | 55.3 | 63 | 55.3 | 63 | 1H | 1H | Y |  | Y
15248 | Portland General Electric Co | 8073 | Beaver | OR | Columbia | 3 | OP | Natural Gas Fired Combined Cycle | CT | Electric Utility | 1 | 68.3 | 54 | 60 | NG | DFO | Y | NG | DFO |  |  |  |  | Y | Y | 55.3 | 63 | 55.3 | 63 | 1H | 1H | Y |  | Y
15248 | Portland General Electric Co | 8073 | Beaver | OR | Columbia | 4 | OP | Natural Gas Fired Combined Cycle | CT | Electric Utility | 1 | 68.3 | 54 | 60 | NG | DFO | Y | NG | DFO |  |  |  |  | Y | Y | 55.3 | 63 | 55.3 | 63 | 1H | 1H | Y |  | Y
15248 | Portland General Electric Co | 8073 | Beaver | OR | Columbia | 5 | OP | Natural Gas Fired Combined Cycle | CT | Electric Utility | 1 | 68.3 | 54 | 60 | NG | DFO | Y | NG | DFO |  |  |  |  | Y | Y | 55.3 | 63 | 55.3 | 63 | 1H | 1H | Y |  | Y
15248 | Portland General Electric Co | 8073 | Beaver | OR | Columbia | 6 | OP | Natural Gas Fired Combined Cycle | CT | Electric Utility | 1 | 68.3 | 54 | 60 | NG | DFO | Y | NG | DFO |  |  |  |  | Y | Y | 55.3 | 63 | 55.3 | 63 | 1H | 1H | Y |  | Y
17834 | City of Springfield - (CO) | 8100 | Springfield (CO) | CO | BACA | 1 | SB | Petroleum Liquids | IC | Electric Utility | 1 | 1.2 | 1.2 | 1.2 | DFO | NG | Y | NG | DFO |  |  |  |  | Y | Y | 1.2 | 1.2 | 1.2 | 1.2 | 6H | 6H | Y | Y
17834 | City of Springfield - (CO) | 8100 | Springfield (CO) | CO | BACA | 2 | SB | Petroleum Liquids | IC | Electric Utility | 1 | 0.2 | 0.2 | 0.2 | DFO | NG | Y | NG | DFO |  |  |  |  | Y | Y | 0.2 | 0.2 | 0.2 | 0.2 | 6H | 6H | Y | Y
17834 | City of Springfield - (CO) | 8100 | Springfield (CO) | CO | BACA | IC4 | SB | Petroleum Liquids | IC | Electric Utility | 1 | 0.5 | 0.5 | 0.5 | DFO | NG | Y | DFO | NG |  |  |  |  | Y | Y | 0.5 | 0.5 | 0.5 | 0.5 | 6H | 6H | Y | Y
17834 | City of Springfield - (CO) | 8100 | Springfield (CO) | CO | BACA | IC5 | SB | Petroleum Liquids | IC | Electric Utility | 1 | 0.8 | 0.8 | 0.8 | DFO | NG | Y | DFO | NG |  |  |  |  | Y | Y | 0.8 | 0.8 | 0.8 | 0.8 | 6H | 6H | Y | Y
18947 | City of Tipton - (IA) | 8106 | Tipton | IA | Cedar | 1A | OP | Natural Gas Internal Combustion Engine | IC | Electric Utility | 1 | 2 | 2 | 2 | NG | DFO | Y | NG | DFO |  |  |  |  | Y | Y | 2 | 0 | 2 | 2 | 1H | 1H | Y |  |  | Y
18947 | City of Tipton - (IA) | 8106 | Tipton | IA | Cedar | 2 | OP | Natural Gas Internal Combustion Engine | IC | Electric Utility | 1 | 1.3 | 1.2 | 1.2 | NG | DFO | Y | NG | DFO |  |  |  |  | Y | Y | 1.2 | 0 | 1.2 | 1.2 | 1H | 6H | Y |  |  | Y
18947 | City of Tipton - (IA) | 8106 | Tipton | IA | Cedar | 3 | OP | Natural Gas Internal Combustion Engine | IC | Electric Utility | 1 | 1.3 | 1.2 | 1.2 | NG | DFO | Y | NG | DFO |  |  |  |  | Y | Y | 1.2 | 0 | 1.2 | 1.2 | 1H | 6H | Y |  |  | Y
17946 | City of Stanberry - (MO) | 8110 | Stanberry | MO | Gentry | 1 | SB | Natural Gas Internal Combustion Engine | IC | Electric Utility | 1 | 1.1 | 1.1 | 1.1 | NG | DFO | N | [6 empty] | Y | N | 1.1 | 1.1 | 1.1 | 1.1 | 1H | 1H | Y | Y |  | Y
17946 | City of Stanberry - (MO) | 8110 | Stanberry | MO | Gentry | 2 | SB | Natural Gas Internal Combustion Engine | IC | Electric Utility | 1 | 1.1 | 1.1 | 1.1 | NG | DFO | N | [6 empty] | Y | N | 1.1 | 1.1 | 1.1 | 1.1 | 1H | 1H | Y | Y |  | Y
17946 | City of Stanberry - (MO) | 8110 | Stanberry | MO | Gentry | IC6 | SB | Natural Gas Internal Combustion Engine | IC | Electric Utility | 1 | 1.8 | 1.8 | 1.8 | NG | DFO | N | [6 empty] | Y | N | 1.5 | 1.5 | 1.5 | 1.5 | 1H | 1H | Y | Y |  | Y
14165 | NRG Power Midwest LP | 8226 | Cheswick Power Plant | PA | Allegheny | 1 | OP | Conventional Steam Coal | ST | IPP Non-CHP | 2 | 637 | 563 | 563 | BIT | NG | Y | NG | BIT | SUB |  |  |  | N
54863 | U S Power Generating Company LLC | 8906 | Astoria Generating Station | NY | Queens | 3 | OP | Natural Gas Steam Turbine | ST | IPP Non-CHP | 2 | 376 | 376 | 376.4 | NG | RFO | Y | RFO | NG |  |  |  |  | Y | Y | 361 | 361 | 351 | 351 | 6H | 6H | Y | Y | Y
54863 | U S Power Generating Company LLC | 8906 | Astoria Generating Station | NY | Queens | 4 | OS | Natural Gas Steam Turbine | ST | IPP Non-CHP | 2 | 387 | 380 | 387 | NG | RFO | Y | RFO | NG |  |  |  |  | Y | Y | 372 | 372 | 361 | 361 | 6H | 6H | Y | Y | Y
54863 | U S Power Generating Company LLC | 8906 | Astoria Generating Station | NY | Queens | ST5 | OP | Natural Gas Steam Turbine | ST | IPP Non-CHP | 2 | 387 | 381 | 380.6 | NG | RFO | Y | RFO | NG |  |  |  |  | Y | Y | 372 | 372 | 362 | 361 | 6H | 6H | Y | Y | Y
8973 | Town of Hudson - (MA) | 9038 | Cherry Street | MA | MIDDLESEX | 10 | OP | Petroleum Liquids | IC | Electric Utility | 1 | 2.2 | 1.9 | 1.9 | DFO | NG | N | [6 empty] | Y | Y | 1.9 |  | 1.9 | 1.9 | 1H | 1H | Y | Y | Y | Y
8973 | Town of Hudson - (MA) | 9038 | Cherry Street | MA | MIDDLESEX | 11 | OP | Petroleum Liquids | IC | Electric Utility | 1 | 2.2 | 1.9 | 1.9 | DFO | NG | N | [6 empty] | Y | Y | 1.9 |  | 1.9 | 1.9 | 1H | 1H | Y | Y | Y | Y
8973 | Town of Hudson - (MA) | 9038 | Cherry Street | MA | MIDDLESEX | 12 | OP | Petroleum Liquids | IC | Electric Utility | 1 | 5.6 | 4.9 | 4.9 | DFO | NG | N | [6 empty] | Y | Y | 4.99 |  | 4.99 | 4.99 | 1H | 1H | Y | Y | Y | Y
8973 | Town of Hudson - (MA) | 9038 | Cherry Street | MA | MIDDLESEX | 8 | OP | Petroleum Liquids | IC | Electric Utility | 1 | 4 | 3.4 | 3.4 | DFO | NG | N | [6 empty] | Y | Y | 3.4 |  | 3.4 | 3.4 | 1H | 1H | Y | Y | Y | Y
19173 | Colorado Energy Nations Company LLC | 10003 | Colorado Energy Nations Company | CO | Jefferson | GEN1 | OP | Natural Gas Steam Turbine | ST | IPP CHP | 3 | 7.5 | 10 | 10 | NG | BIT | Y | BIT | NG | WO |  |  |  | Y | Y | 10 | 10 | 10 | 10 | 24H | 6H | Y |  | Y
19173 | Colorado Energy Nations Company LLC | 10003 | Colorado Energy Nations Company | CO | Jefferson | GEN2 | OP | Natural Gas Steam Turbine | ST | IPP CHP | 3 | 7.5 | 10 | 10 | NG | BIT | Y | BIT | NG | WO |  |  |  | Y | Y | 10 | 10 | 10 | 10 | 24H | 6H | Y |  | Y
19173 | Colorado Energy Nations Company LLC | 10003 | Colorado Energy Nations Company | CO | Jefferson | GEN3 | OP | Natural Gas Steam Turbine | ST | IPP CHP | 3 | 20 | 20 | 20 | NG | BIT | Y | BIT | NG | WO |  |  |  | Y | Y | 20 | 20 | 20 | 20 | 24H | 6H | Y |  | Y
1194 | Baptist Memorial Hospital | 10008 | Baptist Medical Center | FL | DUVAL | TG-2 | OP | Natural Gas Fired Combustion Turbine | GT | Commercial CHP | 5 | 2.5 | 2.2 | 2.5 | NG | DFO | N | [6 empty] | Y | Y | 2.3 | 2.5 | 2.1 | 2.3 | 1H | 1H | Y | Y | Y
1194 | Baptist Memorial Hospital | 10008 | Baptist Medical Center | FL | DUVAL | TG-3 | OP | Natural Gas Fired Combustion Turbine | GT | Commercial CHP | 5 | 3 | 2.7 | 3 | NG | DFO | N | [6 empty] | Y | Y | 2.7 | 3 | 2.5 | 2.7 | 1H | 1H | Y | Y | Y
1194 | Baptist Memorial Hospital | 10008 | Baptist Medical Center | FL | DUVAL | TG-4 | OP | Natural Gas Fired Combustion Turbine | GT | Commercial CHP | 5 | 3.5 | 3.2 | 3.5 | NG | DFO | N | [6 empty] | Y | Y | 3.3 | 3.4 | 3.1 | 3.3 | 1H | 1H | Y | Y | Y
17465 | WestRock-West Point Mill | 10017 | WestRock-West Point Mill | VA | King William | GEN8 | SB | Wood/Wood Waste Biomass | ST | Industrial CHP | 7 | 5 | 5 | 5 | BLQ | NG | Y | BLQ | NG |  |  |  |  | N
17465 | WestRock-West Point Mill | 10017 | WestRock-West Point Mill | VA | King William | GEN9 | OP | Wood/Wood Waste Biomass | ST | Industrial CHP | 7 | 10 | 10 | 10 | BLQ | NG | Y | BLQ | NG |  |  |  |  | N
17465 | WestRock-West Point Mill | 10017 | WestRock-West Point Mill | VA | King William | GN10 | OP | Wood/Wood Waste Biomass | ST | Industrial CHP | 7 | 25 | 25 | 25 | BLQ | NG | Y | BLQ | NG |  |  |  |  | N
17465 | WestRock-West Point Mill | 10017 | WestRock-West Point Mill | VA | King William | GN11 | OP | Wood/Wood Waste Biomass | ST | Industrial CHP | 7 | 15 | 15 | 15 | BLQ | NG | Y | BLQ | NG |  |  |  |  | N
17465 | WestRock-West Point Mill | 10017 | WestRock-West Point Mill | VA | King William | GN12 | OP | Wood/Wood Waste Biomass | ST | Industrial CHP | 7 | 46 | 46 | 46 | BLQ | NG | Y | BLQ | NG |  |  |  |  | N
5624 | RED-Rochester, LLC | 10025 | RED-Rochester, LLC | NY | Monroe | 17TG | OP | Conventional Steam Coal | ST | Industrial CHP | 7 | 15 | 15 | 15 | BIT | RFO | Y | RFO | NG |  |  |  |  | N
5624 | RED-Rochester, LLC | 10025 | RED-Rochester, LLC | NY | Monroe | 22TG | OP | Conventional Steam Coal | ST | Industrial CHP | 7 | 12.5 | 12.5 | 12.5 | BIT | RFO | Y | RFO | NG |  |  |  |  | N
5624 | RED-Rochester, LLC | 10025 | RED-Rochester, LLC | NY | Monroe | 41TG | OP | Conventional Steam Coal | ST | Industrial CHP | 7 | 25.6 | 25.6 | 25.6 | BIT | NG | Y | RFO | NG |  |  |  |  | N
5624 | RED-Rochester, LLC | 10025 | RED-Rochester, LLC | NY | Monroe | 42TG | OP | Conventional Steam Coal | ST | Industrial CHP | 7 | 25.6 | 25.6 | 25.6 | BIT | NG | Y | RFO | NG |  |  |  |  | N
5624 | RED-Rochester, LLC | 10025 | RED-Rochester, LLC | NY | Monroe | 43TG | OP | Conventional Steam Coal | ST | Industrial CHP | 7 | 25.6 | 25.6 | 25.6 | BIT | NG | Y | RFO | NG |  |  |  |  | N
5624 | RED-Rochester, LLC | 10025 | RED-Rochester, LLC | NY | Monroe | 44TG | OP | Conventional Steam Coal | ST | Industrial CHP | 7 | 25.6 | 25.6 | 25.6 | BIT | DFO | Y | DFO | BIT |  |  |  |  | N
7049 | General Electric Aircraft Engines | 10029 | General Electric Aircraft Engines | MA | Essex | GEN8 | OS | Natural Gas Fired Combustion Turbine | GT | Industrial CHP | 7 | 21.1 | 19.1 | 19.1 | NG | DFO | N | [6 empty] | Y | Y | 21.1 | 21.1 | 21.1 | 21.1 | 6H | 1H | Y | Y
7860 | NRG Energy Center Dover LLC | 10030 | NRG Energy Center Dover | DE | Kent | KD-2 | OP | Natural Gas Fired Combustion Turbine | GT | IPP CHP | 3 | 50 | 44 | 50 | NG | DFO | N | [6 empty] | Y | Y | 44 | 49 | 44 | 49 | 1H | 1H | Y | Y | Y
54788 | DG Fairhaven Power LLC | 10052 | Fairhaven Power | CA | Humboldt | GEN1 | OP | Wood/Wood Waste Biomass | ST | IPP Non-CHP | 2 | 18.8 | 16 | 16 | WDS | NG | Y | WDS | NG |  |  |  |  | N
59191 | Humboldt Bay Harbor Rec & Con Dist | 10074 | Pulp Mill Power House | CA | Humboldt | GEN1 | OS | Wood/Wood Waste Biomass | ST | Industrial CHP | 7 | 20 | 20 | 20 | BLQ | NG | Y | BLQ | NG |  |  |  |  | N
11217 | Los Angeles County Sanitation | 10090 | Commerce Refuse To Energy | CA | Los Angeles | GEN1 | OP | Municipal Solid Waste | ST | IPP Non-CHP | 2 | 12 | 10 | 10 | MSW | NG | Y | MSW | NG |  |  |  |  | N
11217 | Los Angeles County Sanitation | 10091 | Total Energy Facilities | CA | Los Angeles | G2 | OP | Other Waste Biomass | CT | Commercial CHP | 5 | 9.9 | 8 | 9 | OBG | NG | Y | OBG | NG |  |  |  |  | N
11217 | Los Angeles County Sanitation | 10091 | Total Energy Facilities | CA | Los Angeles | G3 | OP | Other Waste Biomass | CT | Commercial CHP | 5 | 9.9 | 8 | 9 | OBG | NG | Y | OBG | NG |  |  |  |  | N
11217 | Los Angeles County Sanitation | 10091 | Total Energy Facilities | CA | Los Angeles | GEN1 | OP | Other Waste Biomass | CT | Commercial CHP | 5 | 9.9 | 8 | 9 | OBG | NG | Y | OBG | NG |  |  |  |  | N
50160 | Pedricktown Cogeneration Company LP | 10099 | Pedricktown Cogeneration Company LP | NJ | Salem | GEN1 | OP | Natural Gas Fired Combined Cycle | CT | IPP Non-CHP | 2 | 92.1 | 117.3 | 117.3 | NG | DFO | N | [6 empty] | Y | Y | 79 | 95 | 79 | 95 | 1H | 1H | Y |  | Y
7199 | Gilberton Power Co | 10113 | John B Rich Memorial Power Station | PA | Schuylkill | GEN1 | OP | Conventional Steam Coal | ST | IPP CHP | 3 | 88.4 | 80 | 80 | WC | DFO | Y | WC | DFO |  |  |  |  | N
8486 | PInova Inc | 10120 | PInova Inc | GA | GLYNN | GEN5 | OP | Wood/Wood Waste Biomass | ST | Industrial CHP | 7 | 7.1 | 7.1 | 7.1 | WDS | NG | Y | WDS | OBL | NG |  |  |  | N
59069 | CIP II/AR Bridgewater Holdings LLC | 10122 | CIP II/AR Bridgewater Holdings - NJCOE | NJ | Somerset | 02 | OP | Natural Gas Fired Combustion Turbine | GT | Commercial CHP | 5 | 5 | 4.1 | 4.1 | NG | DFO | N | [6 empty] | Y | Y | 3.8 | 4.2 | 3.5 | 3.8 | 1H | 1H | N
8701 | Hoffman LaRoche Inc | 10123 | Hoffmann LaRoche | NJ | Essex | TG01 | OP | Natural Gas Fired Combustion Turbine | GT | Industrial CHP | 7 | 5.3 | 4.1 | 5.3 | NG | DFO | N | [6 empty] | Y | Y | 4.1 | 5.2 | 4 | 4.7 | 1H | 1H | N
8701 | Hoffman LaRoche Inc | 10123 | Hoffmann LaRoche | NJ | Essex | TG03 | OP | Natural Gas Fired Combustion Turbine | GT | Industrial CHP | 7 | 5.3 | 4.1 | 5.3 | NG | DFO | N | [6 empty] | Y | Y | 4.1 | 5.2 | 4 | 4.7 | 1H | 1H | N
9335 | Indiana University of Penn | 10129 | Indiana University of Pennsylvania | PA | INDIANA | GEN1 | OP | Natural Gas Internal Combustion Engine | IC | Commercial CHP | 5 | 6.1 | 6 | 6 | NG | DFO | Y | NG | DFO |  |  |  |  | Y | Y | 6 | 6 | 6 | 6 | 1H | 1H | Y |  | Y
9335 | Indiana University of Penn | 10129 | Indiana University of Pennsylvania | PA | INDIANA | GEN2 | OP | Natural Gas Internal Combustion Engine | IC | Commercial CHP | 5 | 6.1 | 6 | 6 | NG | DFO | Y | NG | DFO |  |  |  |  | Y | Y | 6 | 6 | 6 | 6 | 1H | 1H | Y |  | Y
9335 | Indiana University of Penn | 10129 | Indiana University of Pennsylvania | PA | INDIANA | GEN3 | OP | Natural Gas Internal Combustion Engine | IC | Commercial CHP | 5 | 6.1 | 6 | 6 | NG | DFO | Y | NG | DFO |  |  |  |  | Y | Y | 6 | 6 | 6 | 6 | 1H | 1H | Y |  | Y
9335 | Indiana University of Penn | 10129 | Indiana University of Pennsylvania | PA | INDIANA | GEN4 | OP | Natural Gas Internal Combustion Engine | IC | Commercial CHP | 5 | 6.1 | 6 | 6 | NG | DFO | Y | NG | DFO |  |  |  |  | Y | Y | 6 | 6 | 6 | 6 | 1H | 1H | Y |  | Y
49967 | Decorative Panels International, Inc. | 10149 | Decorative Panels Intl | MI | Alpena | GEN1 | OP | Natural Gas Steam Turbine | ST | Industrial CHP | 7 | 7.5 | 6.8 | 7.2 | NG | BIT | Y | BIT | NG |  | WDS |  |  | N | N
563 | American Bituminous Power LP | 10151 | Grant Town Power Plant | WV | Marion | GEN1 | OP | Conventional Steam Coal | ST | IPP Non-CHP | 2 | 95.7 | 80 | 80 | WC | NG | Y | WC | NG |  |  |  |  | N | [5 empty] | UNK
19068 | Colorado Energy Nations Company, LLC | 10180 | Metro Wastewater Reclamation District | CO | Denver | 5 | OP | Other Waste Biomass | GT | IPP CHP | 3 | 3.5 | 2.5 | 3.1 | OBG | NG | Y | OBG | NG |  |  |  |  | N
19068 | Colorado Energy Nations Company, LLC | 10180 | Metro Wastewater Reclamation District | CO | Denver | 6 | OP | Other Waste Biomass | GT | IPP CHP | 3 | 3.5 | 2.5 | 3.1 | OBG | NG | Y | OBG | NG |  |  |  |  | N
12632 | Minnesota Mining & Mfg Co | 10184 | Central Utility Plant | TX | Travis | EG1 | OP | Natural Gas Internal Combustion Engine | IC | Commercial CHP | 5 | 6 | 3.4 | 3.6 | NG | DFO | Y | NG | DFO |  |  |  |  | Y | Y | 6 | 6 | 6 | 6 | 1H | 1H | Y |  | Y
12632 | Minnesota Mining & Mfg Co | 10184 | Central Utility Plant | TX | Travis | EG2 | OP | Natural Gas Internal Combustion Engine | IC | Commercial CHP | 5 | 6 | 3.1 | 3.1 | NG | DFO | Y | NG | DFO |  |  |  |  | Y | Y | 6 | 6 | 6 | 6 | 1H | 1H | Y |  | Y
12632 | Minnesota Mining & Mfg Co | 10184 | Central Utility Plant | TX | Travis | TG1 | OP | Natural Gas Steam Turbine | ST | Commercial CHP | 5 | 2.3 | 2.1 | 2.3 | NG | DFO | Y | NG | DFO |  |  |  |  | Y | Y | 2.3 | 2.3 | 2.3 | 2.3 | 1H | 1H | Y |  | Y
11451 | Madison Paper Industries Inc | 10186 | Anson Abenaki Hydros | ME | Somerset | STG1 | OP | Natural Gas Steam Turbine | ST | Industrial CHP | 7 | 3 | 2 | 2.5 | NG | RFO | N | [6 empty] | Y | N | 2 | 2 | 2 | 2 | 6H | 6H | Y | Y
56479 | PIC Group Inc | 10190 | Castleton Energy Center | NY | Rensselaer | GEN1 | OP | Natural Gas Fired Combined Cycle | CT | IPP Non-CHP | 2 | 47 | 43 | 47 | NG | DFO | Y | NG | DFO |  |  |  |  | Y | Y | 42 | 48 | 41 | 47 | 1H | 1H | Y | Y | Y
3453 | Chevron Refinery-Hawaii | 10194 | Hawaii Cogen | HI | Honolulu | GEN1 | OP | Other Gases | GT | Industrial CHP | 7 | 3 | 3.2 | 3.2 | OG | WO | N | [6 empty] | Y | Y | 3.2 | 3.2 | 3.2 | 3.2 | 1H | 1H | Y |  |  | Y
3453 | Chevron Refinery-Hawaii | 10194 | Hawaii Cogen | HI | Honolulu | GEN2 | OP | Other Gases | GT | Industrial CHP | 7 | 3 | 3.2 | 3.2 | OG | WO | N | [6 empty] | Y | Y | 3.2 | 3.2 | 3.2 | 3.2 | 1H | 1H | Y |  |  | Y
3453 | Chevron Refinery-Hawaii | 10194 | Hawaii Cogen | HI | Honolulu | GEN3 | OP | Other Gases | GT | Industrial CHP | 7 | 3 | 3.2 | 3.2 | OG | WO | N | [6 empty] | Y | Y | 3.2 | 3.2 | 3.2 | 3.2 | 1H | 1H | Y |  |  | Y
3453 | Chevron Refinery-Hawaii | 10194 | Hawaii Cogen | HI | Honolulu | GEN4 | OP | Petroleum Liquids | GT | Industrial CHP | 7 | 3.2 | 3.2 | 3.2 | WO | OG | N | [6 empty] | Y | Y | 3.2 | 3.2 | 3.2 | 3.2 | 1H | 1H | Y |  |  | Y
9436 | Mosaic Phosphates Co. | 10198 | Mosaic Phosphates Uncle Sam | LA | St James | GEN2 | OP | All Other | ST | Industrial CHP | 7 | 11 | 11 | 11 | WH | NG | Y | OTH | NG |  |  |  |  | N
9686 | RockTenn-Jackson Fenandina | 10202 | Fernandina Beach Mill | FL | Nassau | GEN5 | OP | Wood/Wood Waste Biomass | ST | Industrial CHP | 7 | 44 | 30 | 30 | BLQ | WDS | Y | RFO | WDS |  | BLQ | BLQ |  | N
9686 | RockTenn-Jackson Fenandina | 10202 | Fernandina Beach Mill | FL | Nassau | GEN6 | OP | Wood/Wood Waste Biomass | ST | Industrial CHP | 7 | 74.4 | 50 | 50 | BLQ | WDS | Y | RFO | BLQ |  | BIT | WDS |  | N
11161 | Loma Linda University | 10206 | Loma Linda University Cogen | CA | SAN BERNARDINO | GEN1 | OP | Natural Gas Fired Combustion Turbine | GT | Commercial CHP | 5 | 5.2 | 4.8 | 4.8 | NG | DFO | N | [6 empty] | Y | Y | 4.8 | 4.8 | 4 | 4 | 1H | 1H | Y |  | Y
11161 | Loma Linda University | 10206 | Loma Linda University Cogen | CA | SAN BERNARDINO | GEN2 | OP | Natural Gas Fired Combustion Turbine | GT | Commercial CHP | 5 | 5.2 | 4.8 | 4.8 | NG | DFO | N | [6 empty] | Y | Y | 4.8 | 4.8 | 4 | 4 | 1H | 1H | Y |  | Y
55867 | Verso Corp Escanaba Paper Co | 10208 | Escanaba Mill | MI | Delta | NO.7 | OP | Wood/Wood Waste Biomass | ST | Industrial CHP | 7 | 38.6 | 32 | 32 | BLQ | NG | Y | NG | RFO | BIT | SLW |  |  | Y | Y | 26 | 26 | 18 | 18 | 6H | 1H | Y |  | Y
55867 | Verso Corp Escanaba Paper Co | 10208 | Escanaba Mill | MI | Delta | NO.8 | OP | Wood/Wood Waste Biomass | ST | Industrial CHP | 7 | 29.8 | 23 | 23 | BLQ | NG | Y | BLQ | WDS | NG | RFO |  |  | Y | Y | 7 | 7 | 8 | 8 | 6H | 1H | Y |  | Y
55867 | Verso Corp Escanaba Paper Co | 10208 | Escanaba Mill | MI | Delta | NO9 | OP | Wood/Wood Waste Biomass | ST | Industrial CHP | 7 | 54 | 45 | 45 | BLQ | NG | Y | BIT | WDS | NG | SLW |  |  | N | [5 empty] | 6H
12311 | Merck & Co Inc | 10224 | Merck Rahway Power Plant | NJ | UNION | GEN8 | OP | Natural Gas Steam Turbine | ST | Industrial CHP | 7 | 5 | 4.8 | 4.8 | NG | DFO | Y | NG | DFO |  |  |  |  | Y | N | 4.8 | 4.8 | 4.8 | 4.8 | 6H | 24H | Y |  | Y
12311 | Merck & Co Inc | 10224 | Merck Rahway Power Plant | NJ | UNION | GEN9 | OP | Natural Gas Steam Turbine | ST | Industrial CHP | 7 | 10.8 | 10 | 10.2 | NG | DFO | Y | NG | DFO |  |  |  |  | Y | N | 10 | 10 | 10 | 10 | 6H | 24H | Y |  | Y
55965 | Verso Corporation | 10234 | Biron Mill | WI | Wood | GEN5 | OP | Conventional Steam Coal | ST | Industrial CHP | 7 | 21.5 | 20 | 20 | BIT | SUB | Y | SUB | WDS |  |  |  |  | N
54880 | P H Glatfelter Company | 10244 | P H Glatfelter Co -Chillicothe Facility | OH | Ross | T-10 | OA | Wood/Wood Waste Biomass | ST | Industrial CHP | 7 | 10.6 |  |  | BLQ | BIT | Y | WDS | TDF |  |  |  |  | N
54880 | P H Glatfelter Company | 10244 | P H Glatfelter Co -Chillicothe Facility | OH | Ross | T-11 | OP | Wood/Wood Waste Biomass | ST | Industrial CHP | 7 | 24 | 12.8 | 14.4 | BLQ | BIT | Y | WDS | TDF |  |  |  |  | N
54880 | P H Glatfelter Company | 10244 | P H Glatfelter Co -Chillicothe Facility | OH | Ross | T-12 | OP | Wood/Wood Waste Biomass | ST | Industrial CHP | 7 | 31 | 17.4 | 22.1 | BLQ | BIT | Y | WDS | TDF |  |  |  |  | N
54880 | P H Glatfelter Company | 10244 | P H Glatfelter Co -Chillicothe Facility | OH | Ross | T-13 | OP | Conventional Steam Coal | ST | Industrial CHP | 7 | 27.2 | 13.2 | 17.4 | BIT | BLQ | Y | WDS | TDF |  |  |  |  | N
1947 | Bob Jones University | 10280 | Bob Jones University Cogen Plant | SC | GREENVILLE | ENG2 | OS | Natural Gas Internal Combustion Engine | IC | Commercial CHP | 5 | 1.1 | 1.1 | 1.1 | NG | DFO | Y | DFO | NG |  |  |  |  | Y | Y | 1.1 | 1.1 | 1.1 | 1.1 | 1H | 1H | Y | Y | Y
1947 | Bob Jones University | 10280 | Bob Jones University Cogen Plant | SC | GREENVILLE | ENG4 | OS | Natural Gas Internal Combustion Engine | IC | Commercial CHP | 5 | 1.1 | 1.1 | 1.1 | NG | DFO | Y | DFO | NG |  |  |  |  | Y | Y | 1.1 | 1.1 | 1.1 | 1.1 | 1H | 1H | Y | Y | Y
327 | Air Liquide Large Industries U S LP | 10298 | Bayou Cogen Plant | TX | Harris | GEN4 | OP | Natural Gas Fired Combustion Turbine | GT | Industrial CHP | 7 | 75 | 65 | 85 | NG | OG | Y | NG | OG
3998 | Desert View Power Inc | 10300 | Desert View Power | CA | Riverside | GEN1 | OP | Wood/Wood Waste Biomass | ST | IPP Non-CHP | 2 | 55.5 | 47 | 47 | WDS | NG | Y | WDS | PC | NG | TDF |  |  | N | N
21970 | Northeast Energy Associates LP | 10307 | Bellingham Cogeneration Facility | MA | Norfolk | CT1 | OP | Natural Gas Fired Combined Cycle | CT | IPP Non-CHP | 2 | 128.7 | 102 | 126 | NG | DFO | N | [6 empty] | Y | Y | 97 | 112 | 78 | 89.6 | 1H | 1H | N
21970 | Northeast Energy Associates LP | 10307 | Bellingham Cogeneration Facility | MA | Norfolk | CT2 | OP | Natural Gas Fired Combined Cycle | CT | IPP Non-CHP | 2 | 128.7 | 102 | 126 | NG | DFO | N | [6 empty] | Y | Y | 97 | 112 | 78 | 89.6 | 1H | 1H | N
1182 | BASF Corporation | 10319 | Geismar | LA | Ascension | GEN2 | OP | Natural Gas Fired Combustion Turbine | GT | Industrial CHP | 7 | 41.2 | 39.2 | 43.2 | NG | OG | Y | NG | OG |  |  |  |  | N
12436 | Michigan State University | 10328 | T B Simon Power Plant | MI | Ingham | GEN1 | OP | Natural Gas Steam Turbine | ST | Commercial CHP | 5 | 12.5 | 12.5 | 12.5 | NG | BIT | Y | NG | BIT | WDS |  |  |  | N
12436 | Michigan State University | 10328 | T B Simon Power Plant | MI | Ingham | GEN2 | OP | Natural Gas Steam Turbine | ST | Commercial CHP | 5 | 12.5 | 12.5 | 12.5 | NG | BIT | Y | NG | BIT | WDS |  |  |  | N
12436 | Michigan State University | 10328 | T B Simon Power Plant | MI | Ingham | GEN3 | OP | Natural Gas Steam Turbine | ST | Commercial CHP | 5 | 15 | 15 | 15 | NG | WDS | Y | NG | WDS |  |  |  |  | N
12436 | Michigan State University | 10328 | T B Simon Power Plant | MI | Ingham | GEN4 | OP | Conventional Steam Coal | ST | Commercial CHP | 5 | 21 | 21 | 21 | BIT | NG | Y | BIT | NG | WDS |  |  |  | N
49889 | Mount Carmel Cogen Inc | 10343 | Foster Wheeler Mt Carmel Cogen | PA | Northumberland | TG1 | OP | Conventional Steam Coal | ST | IPP CHP | 3 | 47.3 | 43 | 40 | WC | NG | Y | WC | NG | PG |  |  |  | N
8641 | Hillman Power Co | 10346 | Hillman Power LLC | MI | Montmorency | GEN1 | OP | Wood/Wood Waste Biomass | ST | IPP Non-CHP | 2 | 20 | 17.7 | 18.1 | WDS | TDF | Y | WDS | TDF |  |  |  |  | N | N
55919 | Georgia-Pacific Consr Prods LP-Green Bay | 10360 | Green Bay West Mill | WI | Brown | GEN6 | OP | Conventional Steam Coal | ST | Industrial CHP | 7 | 18.7 | 18 | 18 | BIT | PC | Y | BIT | PC | NG | DFO | SUB |  | N
55919 | Georgia-Pacific Consr Prods LP-Green Bay | 10360 | Green Bay West Mill | WI | Brown | GEN7 | OP | Conventional Steam Coal | ST | Industrial CHP | 7 | 28.9 | 23 | 23 | BIT | PC | Y | BIT | PC | NG | DFO | SUB |  | N
55919 | Georgia-Pacific Consr Prods LP-Green Bay | 10360 | Green Bay West Mill | WI | Brown | GEN9 | OP | Conventional Steam Coal | ST | Industrial CHP | 7 | 43.2 | 38 | 38 | BIT | PC | Y | BIT | PC | NG | DFO | SUB |  | N
7127 | Georgia-Pacific Consr Prods LP-Savannah | 10361 | Savannah River Mill | GA | Effingham | GEN1 | SB | Natural Gas Fired Combustion Turbine | GT | Industrial CHP | 7 | 25.2 | 21.4 | 24.7 | NG | DFO | N | [6 empty] | Y | Y | 18 | 18 | 18 | 18 | 6H | 6H | N
7127 | Georgia-Pacific Consr Prods LP-Savannah | 10361 | Savannah River Mill | GA | Effingham | GEN2 | SB | Natural Gas Fired Combustion Turbine | GT | Industrial CHP | 7 | 25.2 | 21.4 | 24.7 | NG | DFO | N | [6 empty] | Y | Y | 18 | 18 | 18 | 18 | 6H | 6H | N
7127 | Georgia-Pacific Consr Prods LP-Savannah | 10361 | Savannah River Mill | GA | Effingham | GEN3 | OP | Petroleum Coke | ST | Industrial CHP | 7 | 45 | 41.9 | 42.3 | PC | TDF | Y | PC | BIT |  |  |  |  | N
7127 | Georgia-Pacific Consr Prods LP-Savannah | 10361 | Savannah River Mill | GA | Effingham | GEN4 | OP | Petroleum Coke | ST | Industrial CHP | 7 | 45 | 41.9 | 42.3 | PC | TDF | Y | PC | BIT |  |  |  |  | N
6589 | Georgia-Pacific Consr Prods LP-Muskogee | 10362 | Muskogee Mill | OK | Muskogee | GEN1 | OP | Conventional Steam Coal | ST | Industrial CHP | 7 | 25 | 10.8 | 16.6 | SUB | NG | Y | SUB | NG | BIT |  |  |  | N
6589 | Georgia-Pacific Consr Prods LP-Muskogee | 10362 | Muskogee Mill | OK | Muskogee | GEN2 | OP | Conventional Steam Coal | ST | Industrial CHP | 7 | 44.5 | 29.5 | 25.2 | SUB | NG | Y | SUB | NG | BIT |  |  |  | N
6589 | Georgia-Pacific Consr Prods LP-Muskogee | 10362 | Muskogee Mill | OK | Muskogee | GEN3 | OP | Conventional Steam Coal | ST | Industrial CHP | 7 | 44.5 | 45.7 | 43 | SUB | NG | Y | SUB | NG | BIT |  |  |  | N
58209 | CPI USA NC Southport LLC | 10378 | CPI USA NC Southport | NC | BRUNSWICK | GEN1 | OP | All Other | ST | IPP CHP | 3 | 67.5 | 53.5 | 53.5 | TDF | WDS | Y | BIT | TDF | WDS |  |  |  | N
58209 | CPI USA NC Southport LLC | 10378 | CPI USA NC Southport | NC | BRUNSWICK | GEN2 | OP | All Other | ST | IPP CHP | 3 | 67.5 | 53.5 | 53.5 | TDF | WDS | Y | BIT | TDF | WDS |  |  |  | N
58210 | CPI USA NC Roxboro LLC | 10379 | CPI USA NC Roxboro | NC | PERSON | GEN1 | OP | Wood/Wood Waste Biomass | ST | IPP Non-CHP | 2 | 67.5 | 47 | 47 | WDS | TDF | Y | BIT | TDF | WDS |  |  |  | N | N
59621 | North Carolina Renewable Power | 10380 | Elizabethtown Power LLC | NC | Bladen | GEN1 | OS | Conventional Steam Coal | ST | IPP CHP | 3 | 34.7 | 32 | 32 | BIT | TDF | Y | BIT | TDF |  |  |  |  | N
59593 | NC Renewable Power - Lumberton LLC | 10382 | Lumberton | NC | Robeson | GEN1 | OP | Wood/Wood Waste Biomass | ST | IPP CHP | 3 | 34.7 | 34.7 | 34.7 | WDS | OBS | Y | WDS | OBS |  |  |  |  | N
9454 | ArcelorMittal Cleveland Inc | 10398 | Arcelormittal Cleveland Inc | OH | Cuyahoga | GEN3 | OP | Other Gases | ST | Industrial CHP | 7 | 10 | 10 | 10 | BFG | NG | Y | BFG | NG |  |  |  |  | N | Y | 10 |  | 10
9454 | ArcelorMittal Cleveland Inc | 10398 | Arcelormittal Cleveland Inc | OH | Cuyahoga | GEN5 | OP | Other Gases | ST | Industrial CHP | 7 | 10 | 10 | 10 | BFG | NG | Y | BFG | NG |  |  |  |  | N | Y | 10 |  | 10
9454 | ArcelorMittal Cleveland Inc | 10398 | Arcelormittal Cleveland Inc | OH | Cuyahoga | GENA | OS | Other Gases | ST | Industrial CHP | 7 | 15 | 15 | 15 | BFG | NG | Y | BFG | NG |  |  |  |  | N | Y | 10 |  | 10
9454 | ArcelorMittal Cleveland Inc | 10398 | Arcelormittal Cleveland Inc | OH | Cuyahoga | GENB | OP | Other Gases | ST | Industrial CHP | 7 | 10 | 10 | 10 | BFG | NG | Y | BFG | NG |  |  |  |  | Y | Y | 10 | 10 | 10 | 10 | UNK | UNK | Y | Y | Y | Y
9454 | ArcelorMittal Cleveland Inc | 10398 | Arcelormittal Cleveland Inc | OH | Cuyahoga | GENC | OP | Other Gases | ST | Industrial CHP | 7 | 23 | 23 | 23 | BFG | NG | Y | BFG | NG |  |  |  |  | Y | Y | 22 | 22 | 22 | 22 | UNK | UNK | Y | Y | Y | Y
56600 | Ascend Performance Materials LLC | 10416 | Pensacola Florida Plant | FL | Escambia | GEN1 | OP | Natural Gas Steam Turbine | ST | Industrial CHP | 7 | 5 | 5 | 5 | NG | OG | N | [6 empty] | Y | Y | 5 | 5 | 5 | 5 | 6H | 6H | Y | Y
56600 | Ascend Performance Materials LLC | 10416 | Pensacola Florida Plant | FL | Escambia | GEN2 | OP | Natural Gas Steam Turbine | ST | Industrial CHP | 7 | 5 | 5 | 5 | NG | OG | N | [6 empty] | Y | Y | 5 | 5 | 5 | 5 | 6H | 6H | Y | Y
56600 | Ascend Performance Materials LLC | 10416 | Pensacola Florida Plant | FL | Escambia | GEN3 | OP | Natural Gas Steam Turbine | ST | Industrial CHP | 7 | 6 | 6 | 6 | NG | OG | N | [6 empty] | Y | Y | 6 | 6 | 6 | 6 | 6H | 6H | Y | Y
623 | Anheuser-Busch Inc | 10430 | Anheuser-Busch St Louis | MO | St Louis City | GEN1 | OP | Natural Gas Steam Turbine | ST | Industrial CHP | 7 | 11 | 11 | 11 | NG | BIT | Y | BIT | WDS |  |  |  |  | N
623 | Anheuser-Busch Inc | 10430 | Anheuser-Busch St Louis | MO | St Louis City | GEN3 | OP | Natural Gas Steam Turbine | ST | Industrial CHP | 7 | 11 | 11 | 11 | NG | BIT | Y | BIT | WDS |  |  |  |  | N
623 | Anheuser-Busch Inc | 10430 | Anheuser-Busch St Louis | MO | St Louis City | GEN4 | OP | Natural Gas Steam Turbine | ST | Industrial CHP | 7 | 4.1 | 4.1 | 4.1 | NG | BIT | Y | BIT | WDS |  |  |  |  | N
1746 | Black River Generation LLC | 10464 | ReEnergy Black River | NY | Jefferson | GEN1 | OP | Wood/Wood Waste Biomass | ST | IPP Non-CHP | 2 | 55.5 | 55 | 56 | WDS | TDF | Y | WDS | DFO | TDF |  |  |  | N | N
11217 | Los Angeles County Sanitation | 10471 | Spadra Landfill Gas to Energy | CA | Los Angeles | GEN1 | OP | Landfill Gas | ST | Commercial Non-CHP | 4 | 10.6 | 5 | 5 | LFG | NG | Y | OBG | NG |  |  |  |  | N
55965 | Verso Corporation | 10477 | Wisconsin Rapids Pulp Mill | WI | Wood | GEN1 | OP | Wood/Wood Waste Biomass | ST | Industrial CHP | 7 | 32 | 27.2 | 32 | BLQ | SUB | Y | SUB | WDS
55965 | Verso Corporation | 10477 | Wisconsin Rapids Pulp Mill | WI | Wood | GEN2 | OP | Wood/Wood Waste Biomass | ST | Industrial CHP | 7 | 40.3 | 37.5 | 40.3 | BLQ | SUB | Y | SUB | WDS
11216 | Los Angeles County | 10478 | Pitchess Cogen Station | CA | Los Angeles | GEN1 | OP | Natural Gas Fired Combined Cycle | CT | Commercial CHP | 5 | 20.9 | 21.5 | 20.9 | NG | DFO | N | [6 empty] | Y | Y | 21.5 | 21.5 | 20 | 20 | 6H | 6H | Y |  | Y
11216 | Los Angeles County | 10478 | Pitchess Cogen Station | CA | Los Angeles | GEN2 | OP | Natural Gas Fired Combined Cycle | CA | Commercial CHP | 5 | 7.4 | 5.7 | 6 | NG | DFO | N | [6 empty] | Y | N | 5.7 | 5.72 | 5 | 5 | 6H | 6H | Y |  | Y
1991 | Boise White Paper LLC | 10486 | Boise Cascade International Falls | MN | Koochiching | GEN 6 | OP | Wood/Wood Waste Biomass | ST | Industrial CHP | 7 | 52.3 | 40 | 40 | BLQ | WDS | Y | BLQ | WDS | NG | SLW |  |  | N
1991 | Boise White Paper LLC | 10486 | Boise Cascade International Falls | MN | Koochiching | GEN5 | SB | Wood/Wood Waste Biomass | ST | Industrial CHP | 7 | 6.2 | 6.2 | 6.2 | BLQ | NG | Y | WDS | NG |  |  |  |  | N | N
1924 | Boise Packaging & Newsprint LLC | 10488 | DeRidder Mill | LA | Beauregard | TG | OP | Wood/Wood Waste Biomass | ST | Industrial CHP | 7 | 61.5 | 61.5 | 61.5 | BLQ | WDS | Y | BLQ | NG | WDS | TDF |  |  | N
54784 | NewPage Corporation | 10491 | Mead Rumford Cogen | ME | Oxford | 3STG | SB | Natural Gas Steam Turbine | ST | Industrial CHP | 7 | 12.5 | 12.5 | 12.5 | NG | RFO | Y | RFO | NG |  |  |  |  | Y | Y | 12.5 | 12.5 | 12.5 | 12.5 | 6H | 6H | N
54784 | NewPage Corporation | 10495 | Rumford Cogeneration | ME | Oxford | GEN1 | OP | Wood/Wood Waste Biomass | ST | IPP CHP | 3 | 102.6 | 85 | 95 | BLQ | TDF | Y | BIT | TDF | WDS
55850 | Thermal Energy Development Part LP | 10502 | Thermal Energy Development Part LP | CA | San Joaquin | GEN1 | OA | Wood/Wood Waste Biomass | ST | IPP Non-CHP | 2 | 23 | 18.5 | 18.5 | WDS | AB | Y | WDS | AB |  |  |  |  | N
56174 | Finch Paper LLC | 10511 | Finch Paper | NY | Warren | GEN6 | OP | Wood/Wood Waste Biomass | ST | Industrial CHP | 7 | 29 | 23 | 27 | WDL | WDS | N | [6 empty] | Y | Y | 14 | 18 | 8 | 12 | 6H | 6H | Y |  | Y | Y
10849 | Wyeth-Averst Lederle | 10521 | Lederle Laboratories | NY | Rockland | 3A | OP | Natural Gas Fired Combined Cycle | CA | Industrial CHP | 7 | 1.5 | 1.5 | 1.5 | NG | DFO | N | [6 empty] | Y | Y | 1.5 | 1.5 | 1.5 | 1.5 | 1H | 1H | Y |  | Y
10849 | Wyeth-Averst Lederle | 10521 | Lederle Laboratories | NY | Rockland | GEN1 | OP | Natural Gas Fired Combined Cycle | CT | Industrial CHP | 7 | 8.3 | 8.3 | 8.3 | NG | DFO | N | [6 empty] | Y | Y | 8.3 | 8.3 | 8.3 | 8.3 | 1H | 1H | Y |  | Y
10849 | Wyeth-Averst Lederle | 10521 | Lederle Laboratories | NY | Rockland | GEN2 | OP | Natural Gas Fired Combined Cycle | CT | Industrial CHP | 7 | 8.3 | 8.3 | 8.3 | NG | DFO | N | [6 empty] | Y | Y | 8.3 | 8.3 | 8.3 | 8.3 | 1H | 1H | Y |  | Y
10849 | Wyeth-Averst Lederle | 10521 | Lederle Laboratories | NY | Rockland | GEN3 | OP | Natural Gas Fired Combined Cycle | CA | Industrial CHP | 7 | 2.2 | 2.2 | 2.2 | NG | DFO | N | [6 empty] | Y | Y | 3.1 | 3.1 | 3.1 | 3.1 | 1H | 1H | Y |  | Y
10849 | Wyeth-Averst Lederle | 10521 | Lederle Laboratories | NY | Rockland | TG4 | OP | Natural Gas Fired Combined Cycle | CA | Industrial CHP | 7 | 3.1 | 1.7 | 1.7 | NG | DFO | N | [6 empty] | Y | Y | 2.2 | 2.2 | 2.2 | 2.2 | 1H | 1H | Y |  | Y
3837 | CMS Generation Operating Co II | 10525 | Craven County Wood Energy LP | NC | Craven | 1UNI | OP | Wood/Wood Waste Biomass | ST | IPP Non-CHP | 2 | 50 | 47 | 47 | WDS | OBS | Y | WDS | OBS | WO |  |  |  | N
16732 | San Jose State University Fclts Dev &Ops | 10548 | San Jose Cogeneration | CA | Santa Clara | GEN1 | OP | Natural Gas Fired Combustion Turbine | GT | Commercial CHP | 5 | 6 | 5.6 | 5.6 | NG | DFO | N | [6 empty] | Y | Y | 5.6 | 5.6 | 5 | 5 | 1H | 1H | Y | Y | Y | Y
6541 | Formosa Plastics Corp | 10554 | Formosa Utility Venture Ltd | TX | Calhoun | ST1 | OP | Natural Gas Fired Combined Cycle | CA | Industrial CHP | 7 | 33.5 | 28.5 | 28.5 | NG | OG | Y | NG | OG
6541 | Formosa Plastics Corp | 10554 | Formosa Utility Venture Ltd | TX | Calhoun | ST2 | OP | Natural Gas Fired Combined Cycle | CA | Industrial CHP | 7 | 66.3 | 57.5 | 57.5 | NG | OG | Y | NG | OG
6541 | Formosa Plastics Corp | 10554 | Formosa Utility Venture Ltd | TX | Calhoun | ST3 | OP | Natural Gas Fired Combined Cycle | CA | Industrial CHP | 7 | 55 | 47.3 | 51.7 | NG | OG | Y | NG | OG
6541 | Formosa Plastics Corp | 10554 | Formosa Utility Venture Ltd | TX | Calhoun | TBG1 | OP | Natural Gas Fired Combined Cycle | CT | Industrial CHP | 7 | 82.5 | 72 | 90 | NG | OG | Y | NG | OG
6541 | Formosa Plastics Corp | 10554 | Formosa Utility Venture Ltd | TX | Calhoun | TBG2 | OP | Natural Gas Fired Combined Cycle | CT | Industrial CHP | 7 | 82.5 | 72 | 90 | NG | OG | Y | NG | OG
6541 | Formosa Plastics Corp | 10554 | Formosa Utility Venture Ltd | TX | Calhoun | TBG3 | OP | Natural Gas Fired Combined Cycle | CT | Industrial CHP | 7 | 82.5 | 72 | 90 | NG | OG | Y | NG | OG
6541 | Formosa Plastics Corp | 10554 | Formosa Utility Venture Ltd | TX | Calhoun | TBG4 | OP | Natural Gas Fired Combined Cycle | CT | Industrial CHP | 7 | 82.5 | 72 | 90 | NG | OG | Y | NG | OG
6541 | Formosa Plastics Corp | 10554 | Formosa Utility Venture Ltd | TX | Calhoun | TBG5 | OP | Natural Gas Fired Combined Cycle | CT | Industrial CHP | 7 | 82.5 | 72 | 90 | NG | OG | Y | NG | OG
15726 | Rayonier Advanced Materials | 10560 | Rayonier Advanced Materials - Jesup Plant | GA | Wayne | GEN2 | OP | Wood/Wood Waste Biomass | ST | Industrial CHP | 7 | 5 | 4.7 | 4.7 | BLQ | WDS | Y | WDS | RFO | NG | BLQ | DFO |  | Y | Y | 4.65 | 4.65 | 4.65 | 4.65 | 6H | 6H | N
15726 | Rayonier Advanced Materials | 10560 | Rayonier Advanced Materials - Jesup Plant | GA | Wayne | GEN3 | OP | Wood/Wood Waste Biomass | ST | Industrial CHP | 7 | 7.5 | 7 | 7.1 | BLQ | WDS | Y | WDS | RFO | NG | BLQ | DFO |  | Y | Y | 6.98 | 6.98 | 6.98 | 6.98 | 6H | 6H | N
15726 | Rayonier Advanced Materials | 10560 | Rayonier Advanced Materials - Jesup Plant | GA | Wayne | GEN4 | OP | Wood/Wood Waste Biomass | ST | Industrial CHP | 7 | 7.5 | 7 | 7.1 | BLQ | WDS | Y | RFO | BLQ | NG | WDS | DFO |  | Y | Y | 6.98 | 6.98 | 6.98 | 6.98 | 6H | 6H | N
15726 | Rayonier Advanced Materials | 10560 | Rayonier Advanced Materials - Jesup Plant | GA | Wayne | GEN5 | OP | Wood/Wood Waste Biomass | ST | Industrial CHP | 7 | 30 | 27.9 | 28.2 | BLQ | WDS | Y | BLQ | RFO | NG | WDS | DFO |  | Y | Y | 4 | 4 | 27 | 27 | 6H | 6H | N
15726 | Rayonier Advanced Materials | 10560 | Rayonier Advanced Materials - Jesup Plant | GA | Wayne | GEN6 | OP | Wood/Wood Waste Biomass | ST | Industrial CHP | 7 | 27 | 25.1 | 25.4 | BLQ | RFO | Y | BLQ | RFO |  |  |  |  | N | [5 empty] | 6H
15726 | Rayonier Advanced Materials | 10562 | Fernandina Plant | FL | Nassau | GEN3 | OS | Wood/Wood Waste Biomass | ST | Industrial CHP | 7 | 7.5 | 6.5 | 6.5 | WDS | RFO | Y | WDS | RFO | TDF |  |  |  | N
15726 | Rayonier Advanced Materials | 10562 | Fernandina Plant | FL | Nassau | GEN4 | OP | Other Waste Biomass | ST | Industrial CHP | 7 | 20 | 21 | 21 | OBS | WDS | Y | WDL | RFO |  | TDF |  |  | N
15726 | Rayonier Advanced Materials | 10562 | Fernandina Plant | FL | Nassau | GEN5 | OP | Wood/Wood Waste Biomass | ST | Industrial CHP | 7 | 22 | 21 | 21 | WDS | RFO | Y | WDL | RFO | TDF |  |  |  | N
14932 | US Operating Services Company | 10566 | Chambers Cogeneration LP | NJ | Salem | GEN1 | OP | Conventional Steam Coal | ST | IPP CHP | 3 | 285 | 244 | 242 | BIT | DFO | Y | BIT | DFO |  |  |  |  | N | N
291 | Algonquin Windsor Locks LLC | 10567 | Algonquin Windsor Locks | CT | HARTFORD | GTG | OP | Natural Gas Fired Combined Cycle | CT | IPP CHP | 3 | 40 | 35 | 45 | NG | DFO | Y | NG | DFO |  |  |  |  | Y | Y | 35 | 44 | 35 | 44 | 1H | 1H | Y | Y
60176 | MVUT 27 Owner LLC | 10600 | MVUT | CA | San Diego | GEN1 | SB | Natural Gas Fired Combustion Turbine | GT | Industrial CHP | 7 | 3.1 | 3.1 | 3.1 | NG | DFO | N | [6 empty] | Y |  | 3.1 | 3.1 | 3.1 | 3.1 | 1H | 1H | Y |  | Y
8286 | Hawaiian Commercial and Sugar Company | 10604 | Hawaiian Comm & Sugar Puunene Mill | HI | Maui | PUU3 | OP | Other Waste Biomass | ST | Industrial CHP | 7 | 10 | 10 | 10 | AB | BIT | Y | WO | OBL | DFO | BIT | AB |  | N
8286 | Hawaiian Commercial and Sugar Company | 10604 | Hawaiian Comm & Sugar Puunene Mill | HI | Maui | PUU4 | OP | Other Waste Biomass | ST | Industrial CHP | 7 | 20 | 20 | 20 | AB | BIT | Y | AB | OBL | DFO | BIT | WO |  | N
8286 | Hawaiian Commercial and Sugar Company | 10604 | Hawaiian Comm & Sugar Puunene Mill | HI | Maui | PUU5 | OP | Other Waste Biomass | ST | Industrial CHP | 7 | 16.1 | 16.1 | 16.1 | AB | BIT | Y | AB | DFO | BIT | WO |  |  | N
50003 | Brunswick Cellulose LLC | 10605 | Brunswick Cellulose | GA | Glynn | GEN3 | OP | Wood/Wood Waste Biomass | ST | Industrial CHP | 7 | 9.2 | 9.2 | 9.2 | BLQ | WDS | Y | BLQ | NG | WDS | DFO | RFO | TDF | Y | Y | 9.2 | 9.2 | 9.2 | 9.2 | UNK | UNK | Y | Y | Y
50003 | Brunswick Cellulose LLC | 10605 | Brunswick Cellulose | GA | Glynn | GEN4 | OP | Wood/Wood Waste Biomass | ST | Industrial CHP | 7 | 50 | 50 | 50 | BLQ | WDS | Y | BLQ | NG | WDS | DFO | RFO | TDF | Y | Y | 50 | 50 | 50 | 50 | UNK | UNK | Y | Y | Y
50003 | Brunswick Cellulose LLC | 10605 | Brunswick Cellulose | GA | Glynn | GEN5 | OP | Wood/Wood Waste Biomass | ST | Industrial CHP | 7 | 13 | 13 | 13 | BLQ | WDS | Y | BLQ | NG | WDS | DFO | RFO | TDF | Y | Y | 13 | 13 | 13 | 13 | UNK | UNK | Y | Y | Y
4580 | Georgia-Pacific LLC | 10606 | Georgia-Pacific Crossett LLC | AR | Ashley | GEN4 | OP | Wood/Wood Waste Biomass | ST | Industrial CHP | 7 | 25 | 28 | 28 | BLQ | NG | Y | BLQ | WDS | NG | WO | TDF | DFO | N | N
4580 | Georgia-Pacific LLC | 10606 | Georgia-Pacific Crossett LLC | AR | Ashley | GEN5 | OP | Wood/Wood Waste Biomass | ST | Industrial CHP | 7 | 30.6 | 30.6 | 30.6 | BLQ | NG | Y | BLQ | WDS | NG | WO | TDF | DFO | N | N
4580 | Georgia-Pacific LLC | 10606 | Georgia-Pacific Crossett LLC | AR | Ashley | GEN6 | OP | Wood/Wood Waste Biomass | ST | Industrial CHP | 7 | 36 | 36 | 36 | BLQ | NG | Y | BLQ | WDS | NG | WO | TDF | DFO | N | N
7166 | Georgia-Pacific Monticello LLC | 10610 | Georgia-Pacific Monticello Paper | MS | Lawrence | GEN1 | OP | Wood/Wood Waste Biomass | ST | Industrial CHP | 7 | 32.6 | 22.6 | 23.8 | BLQ | WDS | Y | NG | WDS | TDF | BLQ |  |  | N
7166 | Georgia-Pacific Monticello LLC | 10610 | Georgia-Pacific Monticello Paper | MS | Lawrence | GEN2 | OP | Wood/Wood Waste Biomass | ST | Industrial CHP | 7 | 32.2 | 31.2 | 29.2 | BLQ | WDS | Y | NG | WDS | TDF | BLQ |  |  | N
50129 | Georgia-Pacific Cons Op LLC Port Hudson | 10612 | Georgia-Pacific Port Hudson | LA | East Baton Rouge | GEN1 | OP | Wood/Wood Waste Biomass | ST | Industrial CHP | 7 | 67.7 | 67.7 | 67.7 | BLQ | NG | Y | BLQ | NG |  |  |  |  | N
50129 | Georgia-Pacific Cons Op LLC Port Hudson | 10612 | Georgia-Pacific Port Hudson | LA | East Baton Rouge | GEN2 | OP | Petroleum Coke | ST | Industrial CHP | 7 | 60 | 60 | 60 | PC | WDS | Y | PC | WDS | NG |  |  |  | N
5232 | Woodland Pulp LLC | 10613 | Domtar - Woodland Mill | ME | Washington | TG10 | OP | Wood/Wood Waste Biomass | ST | Industrial CHP | 7 | 23 | 26 | 26 | BLQ | NG | Y | BLQ | RFO | WDS |  |  |  | N
5232 | Woodland Pulp LLC | 10613 | Domtar - Woodland Mill | ME | Washington | TG11 | OP | Wood/Wood Waste Biomass | ST | Industrial CHP | 7 | 26.8 | 20 | 20 | BLQ | NG | Y | BLQ | RFO | WDS |  |  |  | N
58338 | Lakeside Beaver Falls LLC | 10617 | CH Resources Beaver Falls | NY | Lewis | GEN1 | OP | Natural Gas Fired Combined Cycle | CT | IPP CHP | 3 | 65.5 | 52.9 | 56.8 | NG | DFO | N | NG | DFO |  |  |  |  | Y | Y | 52.9 | 56.8 | 45 | 50 | UNK | UNK | N
58338 | Lakeside Beaver Falls LLC | 10617 | CH Resources Beaver Falls | NY | Lewis | GEN2 | OP | Natural Gas Fired Combined Cycle | CA | IPP CHP | 3 | 42.3 | 31 | 33.3 | NG | DFO | N | NG | DFO |  |  |  |  | Y | Y | 31 | 33.3 | 25 | 30 | UNK | UNK | N
3085 | Carthage Energy LLC | 10620 | Carthage Energy LLC | NY | Jefferson | GEN1 | OP | Natural Gas Fired Combined Cycle | CT | IPP Non-CHP | 2 | 40.9 | 38.2 | 44.7 | NG | DFO | Y | NG | DFO |  |  |  |  | Y | Y | 40.03 | 45 | 40.03 | 45 | 1H | 1H | Y | Y | Y
58337 | Lakeside Syracuse LLC | 10621 | CH Resources Syracuse | NY | Onondaga | GEN1 | SB | Natural Gas Fired Combined Cycle | CT | IPP Non-CHP | 2 | 65.5 | 54.8 | 58.8 | NG | DFO | N | [6 empty] | Y | Y | 54.8 | 58.8 | 0 | 0 | UNK | UNK | N
58337 | Lakeside Syracuse LLC | 10621 | CH Resources Syracuse | NY | Onondaga | GEN2 | SB | Natural Gas Fired Combined Cycle | CA | IPP Non-CHP | 2 | 37.2 | 32.2 | 35.8 | NG | DFO | N | [6 empty] | Y | Y | 32.2 | 35.8 | 0 | 0 | UNK | UNK | N
55863 | Evergreen Packaging Inc | 10627 | Pine Bluff Mill | AR | Jefferson | 1TG1 | OP | Wood/Wood Waste Biomass | ST | Industrial CHP | 7 | 40 | 32 | 31 | BLQ | PUR | Y | RFO | NG | TDF | WDS | BLQ |  | N
55863 | Evergreen Packaging Inc | 10627 | Pine Bluff Mill | AR | Jefferson | 2TG1 | OP | Wood/Wood Waste Biomass | ST | Industrial CHP | 7 | 20 | 15 | 15 | BLQ | PUR | Y | RFO | NG | TDF | WDS | BLQ |  | N
55863 | Evergreen Packaging Inc | 10627 | Pine Bluff Mill | AR | Jefferson | 3TG1 | OP | Wood/Wood Waste Biomass | ST | Industrial CHP | 7 | 25 | 13 | 13 | BLQ | PUR | Y | RFO | NG | TDF | WDS | BLQ |  | N
19091 | GDF Suez NA - Hopewell | 10633 | Hopewell Cogeneration | VA | Prince George | GT1 | OP | Natural Gas Fired Combined Cycle | CT | IPP CHP | 3 | 101 | 84.1 | 101 | NG | DFO | Y | NG | DFO |  |  |  |  | Y | Y | 84.1 | 104 | 84.1 | 104 | 1H | 1H | Y | Y
19091 | GDF Suez NA - Hopewell | 10633 | Hopewell Cogeneration | VA | Prince George | GT2 | OP | Natural Gas Fired Combined Cycle | CT | IPP CHP | 3 | 101 | 84.1 | 101 | NG | DFO | Y | NG | DFO |  |  |  |  | Y | Y | 84.1 | 104 | 84.1 | 104 | 1H | 1H | Y | Y
19091 | GDF Suez NA - Hopewell | 10633 | Hopewell Cogeneration | VA | Prince George | GT3 | OP | Natural Gas Fired Combined Cycle | CT | IPP CHP | 3 | 101 | 84.1 | 101 | NG | DFO | Y | NG | DFO |  |  |  |  | Y | Y | 84.1 | 104 | 84.1 | 104 | OVER | 1H | Y | Y
2565 | North American Energy Services | 10652 | Burney Forest Products | CA | Shasta | GEN1 | OP | Wood/Wood Waste Biomass | ST | IPP CHP | 3 | 31 | 31 | 31 | WDS | NG | Y | WDS | NG |  |  |  |  | N
56730 | Cedar Bay Operating Services LLC | 10672 | Cedar Bay Generating Company LP | FL | Duval | GEN1 | SB | Conventional Steam Coal | ST | IPP CHP | 3 | 291.6 | 250 | 250 | BIT | WDS | Y | BIT | WDS |  |  |  |  | N
177 | AES Hawaii Inc | 10673 | AES Hawaii | HI | Honolulu | GEN1 | OP | Conventional Steam Coal | ST | IPP CHP | 3 | 203 | 180 | 180 | BIT | WO | Y | SUB | TDF | WO | DFO | WC | OBS | N
49968 | Searles Valley Minerals Operations Inc. | 10684 | Argus Cogen Plant | CA | San Bernardino | TG5 | OP | Conventional Steam Coal | ST | Industrial CHP | 7 | 7.5 | 7 | 7 | RC | NG | Y | BIT | NG |  |  |  |  | N
49968 | Searles Valley Minerals Operations Inc. | 10684 | Argus Cogen Plant | CA | San Bernardino | TG8 | OP | Conventional Steam Coal | ST | Industrial CHP | 7 | 27.5 | 25 | 25 | RC | NG | Y | BIT | NG |  |  |  |  | N
49968 | Searles Valley Minerals Operations Inc. | 10684 | Argus Cogen Plant | CA | San Bernardino | TG9 | OP | Conventional Steam Coal | ST | Industrial CHP | 7 | 27.5 | 25 | 25 | RC | NG | Y | BIT | NG |  |  |  |  | N
12647 | ALLETE, Inc. | 10686 | Rapids Energy Center | MN | Itasca | 7 | OP | Wood/Wood Waste Biomass | ST | Electric Utility | 1 | 14 | 15.1 | 15.1 | WDS | SUB | Y | WDS | SUB |  |  |  |  | N
11704 | Maryland Environmental Service | 10693 | Eastern Correctional Institute | MD | Somerset | 1147 | OP | Wood/Wood Waste Biomass | ST | Commercial CHP | 5 | 1.9 | 1.3 | 0.8 | WDS | DFO | Y | WDS | DFO |  |  |  |  | N
11704 | Maryland Environmental Service | 10693 | Eastern Correctional Institute | MD | Somerset | 1148 | OP | Wood/Wood Waste Biomass | ST | Commercial CHP | 5 | 1.9 | 1.3 | 0.8 | WDS | DFO | Y | WDS | DFO |  |  |  |  | N
7475 | Graphic Packaging Corp | 10698 | Graphic Packaging | MI | Kalamazoo | GEN1 | OS | Natural Gas Steam Turbine | ST | Industrial CHP | 7 | 10 | 5 | 7 | NG | RFO | Y | NG | RFO |  |  |  |  | Y | Y | 5 | 7 | 5 | 7 | UNK | UNK | N
7136 | Georgia-Pacific Consr Prods LP-Naheola | 10699 | Georgia-Pacific Consr Prods LP-Naheola | AL | Choctaw | GEN1 | OP | Wood/Wood Waste Biomass | ST | Industrial CHP | 7 | 15.6 | 12.4 | 12.5 | BLQ | NG | Y | BLQ | BIT | DFO | NG | WDS |  | Y | Y | 12.4 | 12.5 | 12.4 | 12.5 | 6H | 6H | N
7136 | Georgia-Pacific Consr Prods LP-Naheola | 10699 | Georgia-Pacific Consr Prods LP-Naheola | AL | Choctaw | GEN2 | OP | Wood/Wood Waste Biomass | ST | Industrial CHP | 7 | 15.6 | 12.4 | 12.5 | BLQ | NG | Y | BLQ | BIT | DFO | NG | WDS |  | Y | Y | 12.4 | 12.5 | 12.4 | 12.5 | 6H | 6H | N
7136 | Georgia-Pacific Consr Prods LP-Naheola | 10699 | Georgia-Pacific Consr Prods LP-Naheola | AL | Choctaw | GT3 | OP | Wood/Wood Waste Biomass | ST | Industrial CHP | 7 | 47.2 | 37.4 | 37.7 | BLQ | NG | Y | BLQ | DFO | NG |  |  |  | Y | Y | 30 | 30.6 | 24.5 | 25 | 6H | 6H | N
56448 | Red Shield Acquisition LLC | 10700 | Red Shield Envir Old Town Facility | ME | Penobscot | TG4 | OA | Wood/Wood Waste Biomass | ST | Industrial CHP | 7 | 12.5 | 7.5 | 12.5 | BLQ | RFO | Y | BLQ | RFO | NG |  |  |  | Y | Y | 7.5 | 3.86 | 7.5 | 5.17 | 1H | 1H | N
16909 | Selkirk Cogen Partners LP | 10725 | Selkirk Cogen | NY | Albany | GEN1 | OP | Natural Gas Fired Combined Cycle | CT | IPP CHP | 3 | 95.2 | 76.3 | 105.3 | NG | DFO | Y | NG | DFO |  |  |  |  | Y | N | 80.9 | 95 | 80.9 | 95 | OVER | OVER | Y | Y | Y
16909 | Selkirk Cogen Partners LP | 10725 | Selkirk Cogen | NY | Albany | GEN3 | OP | Natural Gas Fired Combined Cycle | CT | IPP CHP | 3 | 95.2 | 279.6 | 329.6 | NG | DFO | Y | NG | DFO |  |  |  |  | Y | N | 80.9 | 95 | 80.9 | 95 | OVER | OVER | Y | Y | Y
16909 | Selkirk Cogen Partners LP | 10725 | Selkirk Cogen | NY | Albany | GEN4 | OP | Natural Gas Fired Combined Cycle | CT | IPP CHP | 3 | 95.2 |  |  | NG | DFO | Y | NG | DFO |  |  |  |  | Y | N | 80.9 | 95 | 80.9 | 95 | OVER | OVER | Y | Y | Y
56516 | Morris Energy Operations Company, LLC | 10751 | Camden Plant Holding LLC | NJ | Camden | GEN1 | OP | Natural Gas Fired Combined Cycle | CT | IPP Non-CHP | 2 | 95.2 | 145 | 144.7 | NG | DFO | N | [6 empty] | Y | Y | 94.9 | 92.6 | 94.9 | 92.6 | 1H | 1H | Y |  | Y
16061 | Rio Bravo Jasmin | 10768 | Rio Bravo Jasmin | CA | Kern | UP9 | OS | Conventional Steam Coal | ST | IPP CHP | 3 | 38.2 | 33 | 33 | BIT | PC | Y | SUB | PC |  |  |  |  | N
50006 | Invista | 10795 | Camden South Carolina | SC | Kershaw | GEN1 | OP | Natural Gas Steam Turbine | ST | Industrial CHP | 7 | 5.5 | 5.5 | 5.5 | NG | BIT | Y | BIT | NG |  |  |  |  | N | N
50006 | Invista | 10795 | Camden South Carolina | SC | Kershaw | GEN2 | OS | Natural Gas Steam Turbine | ST | Industrial CHP | 7 | 5.5 | 5.5 | 5.5 | NG | BIT | Y | BIT | NG |  |  |  |  | N | N
50006 | Invista | 10795 | Camden South Carolina | SC | Kershaw | GEN3 | OP | Natural Gas Steam Turbine | ST | Industrial CHP | 7 | 19 | 17.5 | 18 | NG | DFO | Y | BIT | NG | DFO |  |  |  | Y | Y | 18 | 18 | 11 | 2.5 | 1H | 1H | N
5530 | E F Kenilworth LLC | 10805 | Kenilworth Energy Facility | NJ | Union | GEN1 | OP | Natural Gas Fired Combined Cycle | CT | IPP CHP | 3 | 22 | 20 | 22 | NG | DFO | N | [6 empty] | Y | Y | 20.2 | 21.5 | 20.2 | 21.5 | 1H | 1H | Y |  | Y
5530 | E F Kenilworth LLC | 10805 | Kenilworth Energy Facility | NJ | Union | GEN2 | OP | Natural Gas Fired Combined Cycle | CA | IPP CHP | 3 | 6.8 | 4.5 | 5.5 | NG | DFO | N | [6 empty] | Y | Y | 6.8 | 6 | 6.8 | 6 | 1H | 1H | Y |  | Y
3836 | CMS Generation Operating LLC | 10822 | Grayling Generating Station | MI | Crawford | GEN1 | OP | Wood/Wood Waste Biomass | ST | IPP Non-CHP | 2 | 38 | 38 | 38 | WDS | TDF | Y | WDS | TDF |  |  |  |  | N
11427 | Massachusetts Wtr RAuth-Deer I | 10823 | Deer Island Treatment Plant | MA | Suffolk | S101 | OP | Other Waste Biomass | ST | Commercial CHP | 5 | 17.5 | 9 | 17.5 | OBG | DFO | Y | DFO | OBG |  |  |  |  | N
772 | Archer Daniels Midland Co | 10860 | Archer Daniels Midland Clinton | IA | Clinton | 1A | OP | Conventional Steam Coal | ST | Industrial CHP | 7 | 75 | 75 | 75 | SUB | OBS | Y | SUB | BIT | WDS | TDF | OBS | PC | N
772 | Archer Daniels Midland Co | 10860 | Archer Daniels Midland Clinton | IA | Clinton | 2A | OP | Conventional Steam Coal | ST | Industrial CHP | 7 | 105 | 105 | 105 | SUB | OBS | Y | SUB | BIT | WDS | TDF | OBS | PC | N
56214 | Hazleton Generation LLC | 10870 | Hazelton | PA | Luzerne | GEN2 | SB | Natural Gas Fired Combustion Turbine | GT | IPP Non-CHP | 2 | 33 | 28.3 | 29.8 | NG | DFO | N | [6 empty] | Y | N | 28.3 | 29.8 | 28.3 | 29.8 | 1H | 1H | N
56214 | Hazleton Generation LLC | 10870 | Hazelton | PA | Luzerne | GEN3 | SB | Natural Gas Fired Combustion Turbine | GT | IPP Non-CHP | 2 | 33 | 29.3 | 31 | NG | DFO | N | [6 empty] | Y | N | 29.3 | 31 | 29.3 | 31 | 1H | 1H | N
56214 | Hazleton Generation LLC | 10870 | Hazelton | PA | Luzerne | GEN4 | SB | Natural Gas Fired Combustion Turbine | GT | IPP Non-CHP | 2 | 33 | 29.1 | 31.2 | NG | DFO | N | [6 empty] | Y | N | 30 | 29.1 | 30 | 31.2 | 1H | 1H | N
12258 | Medical Area Total Egy Plt Inc | 10883 | Medical Area Total Energy Plant | MA | Suffolk | CT1 | OP | Natural Gas Fired Combustion Turbine | GT | Commercial CHP | 5 | 12.5 | 12.5 | 12.5 | NG | DFO | N | [6 empty] | Y | Y | 11.5 | 11.6 | 10.5 | 10.6 | 1H | 1H | N
12258 | Medical Area Total Egy Plt Inc | 10883 | Medical Area Total Energy Plant | MA | Suffolk | CT2 | OP | Natural Gas Fired Combustion Turbine | GT | Commercial CHP | 5 | 12.5 | 12.5 | 12.5 | NG | DFO | N | [6 empty] | Y | Y | 11.5 | 11.6 | 10.5 | 10.6 | 1H | 1H | N
11216 | Los Angeles County | 10884 | Olive View Medical Center | CA | Los Angeles | CTC1 | OP | Natural Gas Fired Combustion Turbine | GT | Commercial CHP | 5 | 2.8 | 2.7 | 2.7 | NG | DFO | N | [6 empty] | Y | Y | 1.2 | 1.2 | 1 | 1 | 6H | 1H | Y |  | Y
11216 | Los Angeles County | 10884 | Olive View Medical Center | CA | Los Angeles | CTC2 | OP | Natural Gas Fired Combustion Turbine | GT | Commercial CHP | 5 | 2.8 | 2.7 | 2.7 | NG | DFO | N | [6 empty] | Y | Y | 1.2 | 1.2 | 1 | 1 | 6H | 1H | Y |  | Y
15114 | Pittsfield Generating Company, LP | 50002 | Pittsfield Generating LP | MA | Berkshire | GEN1 | OP | Natural Gas Fired Combined Cycle | CT | IPP CHP | 3 | 40.7 | 35.2 | 43.3 | NG | DFO | Y | NG | DFO |  |  |  |  | Y | Y | 35.19 | 43.34 | 33.8 | 43.34 | 1H | 1H | Y |  | Y
15114 | Pittsfield Generating Company, LP | 50002 | Pittsfield Generating LP | MA | Berkshire | GEN2 | OP | Natural Gas Fired Combined Cycle | CT | IPP CHP | 3 | 40.7 | 35.2 | 43.3 | NG | DFO | Y | NG | DFO |  |  |  |  | Y | Y | 35.19 | 43.34 | 35.19 | 43.34 | 1H | 1H | Y |  | Y
15114 | Pittsfield Generating Company, LP | 50002 | Pittsfield Generating LP | MA | Berkshire | GEN3 | OP | Natural Gas Fired Combined Cycle | CT | IPP CHP | 3 | 40.7 | 35.2 | 43.3 | NG | DFO | Y | NG | DFO |  |  |  |  | Y | Y | 35.19 | 43.34 | 35.19 | 43.34 | 1H | 1H | Y |  | Y
3890 | EFS Cogen Holdings I LLC | 50006 | Linden Cogen Plant | NJ | Union | GTG1 | OP | Natural Gas Fired Combined Cycle | CT | IPP CHP | 3 | 95.2 | 95.2 | 100 | NG | WO | N | [6 empty] | Y | Y | 94.62 | 100 | 94.5 | 100 | 6H | 6H | Y | Y | Y
3890 | EFS Cogen Holdings I LLC | 50006 | Linden Cogen Plant | NJ | Union | GTG2 | OP | Natural Gas Fired Combined Cycle | CT | IPP CHP | 3 | 95.2 | 95.2 | 100 | NG | WO | N | [6 empty] | Y | Y | 94.62 | 100 | 94.5 | 100 | 6H | 6H | Y | Y | Y
3890 | EFS Cogen Holdings I LLC | 50006 | Linden Cogen Plant | NJ | Union | GTG3 | OP | Natural Gas Fired Combined Cycle | CT | IPP CHP | 3 | 95.2 | 95.2 | 100 | NG | WO | N | [6 empty] | Y | Y | 94.62 | 100 | 94.5 | 100 | 6H | 6H | Y | Y | Y
3890 | EFS Cogen Holdings I LLC | 50006 | Linden Cogen Plant | NJ | Union | GTG4 | OP | Natural Gas Fired Combined Cycle | CT | IPP CHP | 3 | 95.2 | 95.2 | 100 | NG | WO | N | [6 empty] | Y | Y | 94.62 | 100 | 94.5 | 100 | 6H | 6H | Y | Y | Y
3890 | EFS Cogen Holdings I LLC | 50006 | Linden Cogen Plant | NJ | Union | GTG5 | OP | Natural Gas Fired Combined Cycle | CT | IPP CHP | 3 | 95.2 | 95.2 | 100 | NG | WO | N | [6 empty] | Y | Y | 94.62 | 100 | 94.5 | 100 | 6H | 6H | Y | Y | Y
3890 | EFS Cogen Holdings I LLC | 50006 | Linden Cogen Plant | NJ | Union | GTG6 | OP | Natural Gas Fired Combined Cycle | CT | IPP CHP | 3 | 212.5 | 145.3 | 178.4 | NG | DFO | N | [6 empty] | Y | Y | 165.1 | 184.2 | 160.3 | 191.8 | 6H | 6H | Y | Y | Y
16064 | Graphic Packaging International | 50028 | Plant 31 Paper Mill | LA | Ouachita | GEN5 | OP | Wood/Wood Waste Biomass | ST | Industrial CHP | 7 | 25 | 25 | 25 | BLQ | NG | Y | NG | WDS | BLQ
16064 | Graphic Packaging International | 50028 | Plant 31 Paper Mill | LA | Ouachita | GEN6 | OP | Wood/Wood Waste Biomass | ST | Industrial CHP | 7 | 20 | 20 | 20 | BLQ | NG | Y | NG | WDS | BLQ
6036 | ESOCO Orrington LLC | 50051 | Penobscot Energy Recovery | ME | Penobscot | GEN1 | OP | Municipal Solid Waste | ST | Commercial Non-CHP | 4 | 25.3 | 21.2 | 21.2 | MSW | DFO | Y | MSW | DFO | WDS |  |  |  | N
17145 | Sid Richardson Carbon Ltd | 50067 | Borger Plant | TX | Hutchinson | GEN1 | OP | Other Gases | ST | Industrial CHP | 7 | 37.5 | 32 | 32 | BFG | NG | Y | NG | BFG |  |  |  |  | N | N
23955 | University of Massachusetts Medical | 50087 | Univ of Massachusetts Medical Center | MA | Worcester | GEN1 | OP | Natural Gas Steam Turbine | ST | Commercial CHP | 5 | 2.5 | 1.5 | 1.5 | NG | RFO | N | [6 empty] | Y | N | 1.5 | 1.5 | 1.5 | 1.5 | 1H | 1H | Y |  | Y
23955 | University of Massachusetts Medical | 50087 | Univ of Massachusetts Medical Center | MA | Worcester | GEN2 | OP | Natural Gas Steam Turbine | ST | Commercial CHP | 5 | 2.5 | 1.5 | 1.5 | NG | RFO | N | [6 empty] | Y | N | 1.5 | 1.5 | 1.5 | 1.5 | 1H | 1H | Y |  | Y
23955 | University of Massachusetts Medical | 50087 | Univ of Massachusetts Medical Center | MA | Worcester | GEN3 | OP | Natural Gas Steam Turbine | ST | Commercial CHP | 5 | 5 | 3 | 3 | NG | RFO | N | [6 empty] | Y | N | 3 | 1.5 | 3 | 1.5 | 1H | 1H | Y |  | Y
23955 | University of Massachusetts Medical | 50087 | Univ of Massachusetts Medical Center | MA | Worcester | GEN4 | OP | Natural Gas Fired Combustion Turbine | GT | Commercial CHP | 5 | 7.5 | 6 | 7.5 | NG | DFO | N | [6 empty] | Y | Y | 6 | 6 | 6 | 6 | 1H | 1H | N
21223 | University of Northern Iowa | 50088 | University of Northern Iowa | IA | Black Hawk | GEN1 | OP | Conventional Steam Coal | ST | Commercial CHP | 5 | 7.5 | 7.5 | 7.5 | BIT | PC | Y | BIT | PC |  |  |  |  | N
19148 | Veolia Energy Trenton L.P | 50094 | Veolia Energy Trenton L.P. | NJ | Mercer | 7214 | OP | Natural Gas Internal Combustion Engine | IC | Commercial CHP | 5 | 6 | 5.8 | 5.8 | NG | DFO | N | [6 empty] | Y | Y | 0.1 | 3 | 0.1 | 3 | 1H | 1H | Y |  | Y
12307 | WestRock (TX) | 50101 | WestRock (TX) | TX | Jasper | GEN1 | OP | Wood/Wood Waste Biomass | ST | Industrial CHP | 7 | 7.5 | 9.5 | 9.5 | BLQ | WDS | Y | BLQ | WDS | NG |  |  |  | N
12307 | WestRock (TX) | 50101 | WestRock (TX) | TX | Jasper | GEN2 | OP | Wood/Wood Waste Biomass | ST | Industrial CHP | 7 | 32.6 | 32 | 33 | BLQ | WDS | Y | BLQ | WDS | NG |  |  |  | N
12307 | WestRock (TX) | 50101 | WestRock (TX) | TX | Jasper | GEN3 | OP | Wood/Wood Waste Biomass | ST | Industrial CHP | 7 | 17.6 | 18 | 18 | BLQ | WDS | Y | BLQ | WDS | NG |  |  |  | N
54700 | Paris Generation LP | 50109 | Paris Energy Center | TX | Lamar | GEN1 | OP | Natural Gas Fired Combined Cycle | CT | IPP Non-CHP | 2 | 87.8 | 78 | 91 | NG | DFO | Y | NG | DFO |  |  |  |  | Y | Y | 78 | 91 | 78 | 91 | 1H | 1H | Y | Y | Y
54700 | Paris Generation LP | 50109 | Paris Energy Center | TX | Lamar | GEN2 | OP | Natural Gas Fired Combined Cycle | CT | IPP Non-CHP | 2 | 87.8 | 80 | 94 | NG | DFO | Y | NG | DFO |  |  |  |  | Y | Y | 80 | 94 | 80 | 94 | 1H | 1H | Y | Y | Y
19537 | University of Texas at Austin | 50118 | Hal C Weaver Power Plant | TX | Travis | GEN4 | OP | Natural Gas Fired Combined Cycle | CA | Commercial CHP | 5 | 7.6 | 7.6 | 7.6 | NG | DFO | N | [6 empty] | Y | Y | 7.6 | 6 | 7.6 | 0 | 1H | UNK | Y | Y | Y
19537 | University of Texas at Austin | 50118 | Hal C Weaver Power Plant | TX | Travis | GEN5 | OP | Natural Gas Fired Combined Cycle | CA | Commercial CHP | 5 | 6 | 6 | 6 | NG | DFO | N | [6 empty] | Y | Y | 6 | 6 | 6 | 0 | 6H | 6H | Y | Y | Y
19537 | University of Texas at Austin | 50118 | Hal C Weaver Power Plant | TX | Travis | GEN7 | OP | Natural Gas Fired Combined Cycle | CA | Commercial CHP | 5 | 28.8 | 27.6 | 27.2 | NG | DFO | N | [6 empty] | Y | Y | 28.8 | 25 | 28.8 | 25 | 6H | 6H | Y | Y | Y
19537 | University of Texas at Austin | 50118 | Hal C Weaver Power Plant | TX | Travis | GEN9 | OP | Natural Gas Fired Combined Cycle | CA | Commercial CHP | 5 | 27.2 | 26.1 | 25.7 | NG | DFO | N | [6 empty] | Y | Y | 25 | 25 | 25 | 25 | 6H | 6H | Y | Y | Y
4208 | Phillips 66 Company | 50119 | Phillips 66 Rodeo Refinery | CA | Contra Costa | GENA | OP | Other Gases | GT | Industrial CHP | 7 | 18.3 | 15.3 | 15.5 | OG | NG | Y | NG | OG |  |  |  |  | N
4208 | Phillips 66 Company | 50119 | Phillips 66 Rodeo Refinery | CA | Contra Costa | GENB | OP | Other Gases | GT | Industrial CHP | 7 | 18.3 | 15.4 | 16.6 | OG | NG | Y | NG | OG |  |  |  |  | N
4208 | Phillips 66 Company | 50119 | Phillips 66 Rodeo Refinery | CA | Contra Costa | GENC | OP | Other Gases | GT | Industrial CHP | 7 | 18.3 | 14.9 | 16.4 | OG | NG | Y | NG | OG |  |  |  |  | N
27131 | Imperial Savannah LP | 50146 | Imperial Savannah LP | GA | Chatham | GENA | OP | Natural Gas Steam Turbine | ST | Industrial CHP | 7 | 2.7 | 2.7 | 2.7 | NG |  | Y | BIT | NG |  |  |  |  | N | N
27131 | Imperial Savannah LP | 50146 | Imperial Savannah LP | GA | Chatham | GENB | OP | Natural Gas Steam Turbine | ST | Industrial CHP | 7 | 3 | 3 | 3 | NG |  | Y | BIT | NG |  |  |  |  | N | N |  |  |  |  | 1H
27131 | Imperial Savannah LP | 50146 | Imperial Savannah LP | GA | Chatham | GENC | OP | Natural Gas Steam Turbine | ST | Industrial CHP | 7 | 1 | 1 | 1 | NG |  | Y | BIT | NG |  |  |  |  | N | N
27131 | Imperial Savannah LP | 50146 | Imperial Savannah LP | GA | Chatham | GEND | OA | Natural Gas Steam Turbine | ST | Industrial CHP | 7 | 5 | 4.5 | 4.5 | NG | BIT | Y | BIT | NG |  |  |  |  | N | N
20492 | Weyerhaeuser Co | 50184 | Weyerhaeuser Columbus MS | MS | Lowndes | TG1 | OP | Wood/Wood Waste Biomass | ST | Industrial CHP | 7 | 64 | 64 | 64 | BLQ | WDS | Y | WDS | NG | DFO | BIT |  |  | N
20492 | Weyerhaeuser Co | 50184 | Weyerhaeuser Columbus MS | MS | Lowndes | TG2 | OP | Wood/Wood Waste Biomass | ST | Industrial CHP | 7 | 46 | 46 | 46 | BLQ | WDS | Y | WDS | NG | DFO | BIT |  |  | N
20492 | Weyerhaeuser Co | 50184 | Weyerhaeuser Columbus MS | MS | Lowndes | TG3 | OP | Wood/Wood Waste Biomass | ST | Industrial CHP | 7 | 14.6 | 14.6 | 14.6 | BLQ | WDS | Y | WDS | NG | DFO | BIT |  |  | N
20492 | Weyerhaeuser Co | 50184 | Weyerhaeuser Columbus MS | MS | Lowndes | TG4 | SB | Wood/Wood Waste Biomass | ST | Industrial CHP | 7 | 4 | 4 | 4 | BLQ | WDS | Y | WDS | NG | DFO | BIT |  |  | N
20547 | Cosmo Specialty Fibers | 50185 | Cosmo Specialty Fibers Plant | WA | Grays Harbor | TG1 | OP | Wood/Wood Waste Biomass | ST | Industrial CHP | 7 | 7.5 | 8.5 | 9 | WDL | WDS | Y | WDL | WDS | RFO | WO |  |  | N
20547 | Cosmo Specialty Fibers | 50185 | Cosmo Specialty Fibers Plant | WA | Grays Harbor | TG2 | OP | Wood/Wood Waste Biomass | ST | Industrial CHP | 7 | 7.5 | 8.5 | 9 | WDL | WDS | Y | WDL | WDS | RFO | WO |  |  | N
20548 | Weyerhaeuser Co | 50187 | Weyerhaeuser Longview WA | WA | Cowlitz | TG1 | OP | Wood/Wood Waste Biomass | ST | Industrial CHP | 7 | 5 | 4.7 | 4.7 | BLQ | NG | Y | BLQ | RFO | NG |  |  |  | Y | Y | 4.65 | 4.65 | 4.65 | 4.65 | 72H | 6H | Y | Y
20548 | Weyerhaeuser Co | 50187 | Weyerhaeuser Longview WA | WA | Cowlitz | TG2 | OP | Wood/Wood Waste Biomass | ST | Industrial CHP | 7 | 5 | 4.7 | 4.7 | BLQ | NG | Y | BLQ | RFO | NG |  |  |  | Y | Y | 4.65 | 4.65 | 4.65 | 4.65 | 72H | 6H | Y | Y
20548 | Weyerhaeuser Co | 50187 | Weyerhaeuser Longview WA | WA | Cowlitz | TG4 | OP | Wood/Wood Waste Biomass | ST | Industrial CHP | 7 | 18 | 18 | 18 | BLQ | NG | Y | BLQ | RFO | NG |  |  |  | Y | Y | 18 | 18 | 18 | 18 | 72H | 6H | Y | Y
20548 | Weyerhaeuser Co | 50187 | Weyerhaeuser Longview WA | WA | Cowlitz | TG5 | OP | Wood/Wood Waste Biomass | ST | Industrial CHP | 7 | 31.4 | 29.2 | 29.5 | WDS | SUB | Y | WDS | SUB
20511 | Weyerhaeuser Co NR, New Bern CF | 50188 | Weyerhaeuser New Bern NC | NC | Craven | TG2 | OP | Wood/Wood Waste Biomass | ST | Industrial CHP | 7 | 38.1 | 29 | 33 | BLQ | NG | Y | BLQ | NG | DFO | RFO | OBG |  | Y | Y | 24 | 24 | 10 | 10 | OVER | 72H | Y | Y | Y
55903 | Domtar Paper Company LLC | 50189 | Domtar Paper Co LLC Plymouth NC | NC | Martin | TG10 | OP | Wood/Wood Waste Biomass | ST | Industrial CHP | 7 | 72 | 74 | 74 | WDS | NG | Y | WDS | RFO | SLW | NG | DFO |  | Y | Y | 43.94 | 43.94 | 38.77 | 38.77 | UNK | UNK | Y | Y | Y
55903 | Domtar Paper Company LLC | 50189 | Domtar Paper Co LLC Plymouth NC | NC | Martin | TG7 | SB | Wood/Wood Waste Biomass | ST | Industrial CHP | 7 | 7.5 | 7.5 | 7.5 | BLQ | WDS | Y | DFO | BLQ | RFO | WDS | NG |  | N
55903 | Domtar Paper Company LLC | 50189 | Domtar Paper Co LLC Plymouth NC | NC | Martin | TG8 | OS | Wood/Wood Waste Biomass | ST | Industrial CHP | 7 | 25 | 23.8 | 23.8 | BLQ | WDS | Y | DFO | BLQ | WDS | RFO | NG | SLW | N
55903 | Domtar Paper Company LLC | 50189 | Domtar Paper Co LLC Plymouth NC | NC | Martin | TG9 | OP | Wood/Wood Waste Biomass | ST | Industrial CHP | 7 | 42 | 40.8 | 40.8 | BLQ | DFO | Y | BLQ | DFO | WDS | RFO | NG |  | N
56289 | International Paper Corporation | 50191 | IP Springfield Oregon | OR | Lane | TG1 | OS | Wood/Wood Waste Biomass | ST | Industrial CHP | 7 | 7.5 | 7.5 | 7.5 | BLQ | NG | Y | BLQ | NG | DFO |  |  |  | Y | Y | 7.5 | 7.5 | 7.5 | 7.5 | UNK | UNK | Y |  | Y
56289 | International Paper Corporation | 50191 | IP Springfield Oregon | OR | Lane | TG2 | OS | Wood/Wood Waste Biomass | ST | Industrial CHP | 7 | 5 | 5 | 5 | BLQ | NG | Y | BLQ | NG | DFO |  |  |  | Y | Y | 5 | 5 | 5 | 5 | UNK | UNK | Y |  | Y
56289 | International Paper Corporation | 50191 | IP Springfield Oregon | OR | Lane | TG3 | OS | Wood/Wood Waste Biomass | ST | Industrial CHP | 7 | 12.5 | 12.5 | 12.5 | BLQ | NG | Y | BLQ | NG | DFO |  |  |  | Y | Y | 12.5 | 12.5 | 12.5 | 12.5 | UNK | UNK | Y |  | Y
56289 | International Paper Corporation | 50191 | IP Springfield Oregon | OR | Lane | TG4 | OP | Wood/Wood Waste Biomass | ST | Industrial CHP | 7 | 40 | 33 | 33 | BLQ | NG | Y | BLQ | NG |  |  |  |  | N | N | 20 |  | 12
56164 | International Paper - Valliant | 50192 | International Paper Valliant OK | OK | McCurtain | TG1 | OP | Wood/Wood Waste Biomass | ST | Industrial CHP | 7 | 68 | 57.8 | 57.8 | BLQ | NG | Y | BLQ | NG | WDS | RFO |  |  | Y | Y | 25 | 25 | 17.5 | 17.5 | UNK | UNK | Y |  | Y
55807 | Niagara Generation LLC | 50202 | WPS Power Niagara | NY | Niagara | GEN1 | OS | Wood/Wood Waste Biomass | ST | IPP Non-CHP | 2 | 56 | 41.1 | 37.1 | WDS | BIT | Y | BIT | WDS |  |  |  |  | N
867 | ARCO Products Co-Watson | 50216 | Watson Cogeneration | CA | Los Angeles | GN91 | OP | Natural Gas Fired Combined Cycle | CT | Industrial CHP | 7 | 82 | 82 | 82 | NG | OG | Y | NG | OG | WO |  |  |  | Y | Y | 82 | 82 | 82 | 82 | 1H | 1H | Y | Y | Y
867 | ARCO Products Co-Watson | 50216 | Watson Cogeneration | CA | Los Angeles | GN92 | OP | Natural Gas Fired Combined Cycle | CT | Industrial CHP | 7 | 82 | 82 | 82 | NG | OG | Y | NG | OG | WO |  |  |  | Y | Y | 82 | 82 | 82 | 82 | 1H | 1H | Y | Y | Y
867 | ARCO Products Co-Watson | 50216 | Watson Cogeneration | CA | Los Angeles | GN93 | OP | Natural Gas Fired Combined Cycle | CT | Industrial CHP | 7 | 82 | 82 | 82 | NG | OG | Y | NG | OG | WO |  |  |  | Y | Y | 82 | 82 | 82 | 82 | 1H | 1H | Y | Y | Y
867 | ARCO Products Co-Watson | 50216 | Watson Cogeneration | CA | Los Angeles | GN94 | OP | Natural Gas Fired Combined Cycle | CT | Industrial CHP | 7 | 82 | 82 | 82 | NG | OG | Y | NG | OG | WO |  |  |  | Y | Y | 82 | 82 | 82 | 82 | 1H | 1H | Y | Y | Y
15526 | Purdue University | 50240 | Purdue University | IN | Tippecanoe | GEN1 | OP | Natural Gas Steam Turbine | ST | Commercial CHP | 5 | 30.8 | 30.8 | 30.8 | NG | BIT | Y | BIT | NG |  |  |  |  | N
15526 | Purdue University | 50240 | Purdue University | IN | Tippecanoe | GEN2 | OP | Natural Gas Steam Turbine | ST | Commercial CHP | 5 | 10.6 | 7 | 10.6 | NG | BIT | Y | BIT | NG |  |  |  |  | N
27378 | Tenet Hospital Ltd | 50241 | Providence Memorial Hospital | TX | El Paso | 9541 | SB | Natural Gas Internal Combustion Engine | IC | Commercial CHP | 5 | 2.1 | 2.1 | 2.1 | NG | DFO | N | [6 empty] | Y | N | 1.75 | 1.75 | 2.1 | 2.1 | 1H | 6H | N
27378 | Tenet Hospital Ltd | 50241 | Providence Memorial Hospital | TX | El Paso | 9542 | SB | Natural Gas Internal Combustion Engine | IC | Commercial CHP | 5 | 2.1 | 2.1 | 2.1 | NG | DFO | N | [6 empty] | Y | N | 1.75 | 1.75 | 2.1 | 2.1 | 1H | 6H | N
9303 | Verso Bucksport LLC | 50243 | Bucksport Generation LLC | ME | Hancock | GEN2 | OP | Wood/Wood Waste Biomass | ST | IPP CHP | 3 | 15.6 | 21 | 21 | WDS | NG | Y | WDS |  | SLW |  |  | NG | N
9303 | Verso Bucksport LLC | 50243 | Bucksport Generation LLC | ME | Hancock | GEN3 | OP | Wood/Wood Waste Biomass | ST | IPP CHP | 3 | 72 | 72 | 72 | WDS | NG | Y | WDS |  | SLW |  |  | NG | N
9303 | Verso Bucksport LLC | 50243 | Bucksport Generation LLC | ME | Hancock | GEN4 | OP | Natural Gas Fired Combustion Turbine | GT | IPP CHP | 3 | 186.8 | 156.8 | 183.1 | NG | DFO | N | [6 empty] | Y | Y | 169 | 180 | 178 | 183 | 6H | 24H | Y |  | Y | Y
9303 | Verso Bucksport LLC | 50243 | Bucksport Generation LLC | ME | Hancock | GEN5 | OP | Wood/Wood Waste Biomass | ST | IPP CHP | 3 | 24 | 24 | 24 | WDS | NG | Y | NG | WDS | SLW |  |  |  | N | Y | 24 | 24 |  |  | 24H
9401 | International Paper Co-Pensacola | 50250 | International Paper Pensacola | FL | Escambia | GEN1 | OP | Wood/Wood Waste Biomass | ST | Industrial CHP | 7 | 39.6 | 36 | 36 | BLQ | NG | Y | BLQ | NG | WDS | BIT |  |  | N
9401 | International Paper Co-Pensacola | 50250 | International Paper Pensacola | FL | Escambia | GEN2 | OP | Wood/Wood Waste Biomass | ST | Industrial CHP | 7 | 43.2 | 40 | 40 | BLQ | NG | Y | BLQ | NG | WDS | BIT |  |  | N
55771 | KapStone Kraft Paper Corp | 50254 | KapStone Kraft Paper Corp | NC | Halifax | GEN1 | OP | Wood/Wood Waste Biomass | ST | Industrial CHP | 7 | 28.3 | 30 | 30 | BLQ | BIT | N | WDS | RFO | NG |  |  |  | Y | Y | 8 | 8 | 8 | 8 | 1H | 1H | Y | Y
14465 | Park 500 Philip Morris USA | 50275 | Park 500 Philip Morris USA | VA | Chesterfield | TG3 | OP | Natural Gas Steam Turbine | ST | Industrial CHP | 7 | 13 | 10.5 | 11.5 | NG | DFO | Y | NG | DFO |  |  |  |  | Y | Y | 10.5 | 11.5 | 10.5 | 11.5 | 6H | 6H | N
50097 | NewPage Corp-Luke | 50282 | Luke Mill | MD | Allegany | GEN1 | OP | Conventional Steam Coal | ST | Industrial CHP | 7 | 35 | 32 | 26 | BIT | BLQ | Y | BIT | BLQ | RFO | DFO | NG |  | N
50097 | NewPage Corp-Luke | 50282 | Luke Mill | MD | Allegany | GEN2 | OP | Conventional Steam Coal | ST | Industrial CHP | 7 | 30 | 28 | 24 | BIT | BLQ | Y | BIT | BLQ | NG | DFO | RFO |  | Y | N | 20 | 20 | 20 | 20 | UNK | UNK | N
40430 | Lafarge Corp | 50305 | LaFarge Alpena | MI | Alpena | GE10 | OP | Petroleum Coke | ST | Industrial CHP | 7 | 3.2 | 3.2 | 3.2 | PC | SUB | Y | PC | SUB | OTH | OBL | WDS | OTH | N | N
40430 | Lafarge Corp | 50305 | LaFarge Alpena | MI | Alpena | GEN6 | OP | Petroleum Coke | ST | Industrial CHP | 7 | 12 | 12 | 12 | PC | SUB | Y | PC | SUB | OTH | OBL | WDS | OTH | N | N
40430 | Lafarge Corp | 50305 | LaFarge Alpena | MI | Alpena | GEN7 | OP | Petroleum Coke | ST | Industrial CHP | 7 | 10 | 10 | 10 | PC | SUB | Y | PC | SUB | OTH | OBL | WDS | OTH | N | N
40430 | Lafarge Corp | 50305 | LaFarge Alpena | MI | Alpena | GEN8 | OP | Petroleum Coke | ST | Industrial CHP | 7 | 11 | 11 | 11 | PC | SUB | Y | PC | SUB | OTH | OBL | WDS | OTH | N | N
40430 | Lafarge Corp | 50305 | LaFarge Alpena | MI | Alpena | GEN9 | OP | Petroleum Coke | ST | Industrial CHP | 7 | 11 | 11 | 11 | PC | SUB | Y | PC | SUB | OTH | OBL | WDS | OTH | N | N
19564 | University of Notre Dame | 50366 | University of Notre Dame | IN | ST JOSEPH | GEN1 | OP | Natural Gas Steam Turbine | ST | Commercial CHP | 5 | 3 | 3 | 3 | NG | BIT | Y | BIT | NG | DFO |  |  |  | Y | Y | 3 | 3 | 3 | 3 | 1H | 1H | Y | Y |  | Y
19564 | University of Notre Dame | 50366 | University of Notre Dame | IN | ST JOSEPH | GEN2 | OP | Natural Gas Steam Turbine | ST | Commercial CHP | 5 | 1.7 | 1.7 | 1.7 | NG | BIT | Y | BIT | NG | DFO |  |  |  | Y | Y | 1.7 | 1.7 | 1.7 | 1.7 | 1H | 1H | Y | Y |  | Y
19564 | University of Notre Dame | 50366 | University of Notre Dame | IN | ST JOSEPH | GEN5 | OP | Conventional Steam Coal | ST | Commercial CHP | 5 | 2 | 2 | 2 | BIT | NG | Y | BIT | NG | DFO |  |  |  | Y | Y | 2 | 2 | 2 | 2 | 1H | 1H | N
19564 | University of Notre Dame | 50366 | University of Notre Dame | IN | ST JOSEPH | GEN6 | OP | Conventional Steam Coal | ST | Commercial CHP | 5 | 5 | 5 | 5 | BIT | NG | Y | BIT | NG | DFO |  |  |  | Y | Y | 5 | 5 | 5 | 5 | 1H | 1H | N
19564 | University of Notre Dame | 50366 | University of Notre Dame | IN | ST JOSEPH | GEN7 | OP | Conventional Steam Coal | ST | Commercial CHP | 5 | 9.4 | 9.4 | 9.4 | BIT | NG | Y | BIT | NG | DFO |  |  |  | Y | Y | 9.4 | 9.4 | 9.4 | 9.4 | 1H | 1H | N
21508 | Cornell University | 50368 | Cornell University Central Heat | NY | Tompkins | CT1 | OP | Natural Gas Fired Combined Cycle | CT | Commercial CHP | 5 | 15 | 12.3 | 14.5 | NG | DFO | N | NG | DFO |  |  |  |  | Y | Y | 12.3 | 14.5 | 12.3 | 14.5 | 1H | 1H | Y |  | Y
21508 | Cornell University | 50368 | Cornell University Central Heat | NY | Tompkins | CT2 | OP | Natural Gas Fired Combined Cycle | CT | Commercial CHP | 5 | 15 | 12.3 | 14.5 | NG | DFO | N | NG | DFO |  |  |  |  | Y | Y | 12.3 | 14.5 | 12.3 | 14.5 | 1H | 1H | Y |  | Y
13875 | NRG Energy Center Paxton LLC | 50373 | Paxton Creek Cogeneration | PA | Dauphin | GEN1 | SB | Natural Gas Internal Combustion Engine | IC | IPP CHP | 3 | 6.3 | 6 | 6 | NG | DFO | Y | NG | DFO |  |  |  |  | Y | Y | 6 | 6 | 6 | 6 | 1H | 1H | Y | Y
13875 | NRG Energy Center Paxton LLC | 50373 | Paxton Creek Cogeneration | PA | Dauphin | GEN2 | SB | Natural Gas Internal Combustion Engine | IC | IPP CHP | 3 | 6.3 | 6 | 6 | NG | DFO | Y | NG | DFO |  |  |  |  | Y | Y | 6 | 6 | 6 | 6 | 1H | 1H | Y | Y
55846 | Newark Bay Cogeneration Partnership LP | 50385 | Newark Bay Cogeneration Partnership LP | NJ | Essex | GEN1 | OP | Natural Gas Fired Combined Cycle | CT | IPP Non-CHP | 2 | 42 | 120.2 | 136.2 | NG | DFO | Y | NG | DFO |  |  |  |  | Y | Y | 120.2 | 136.2 | 116.2 | 130 | 6H | 6H | Y |  | Y
55846 | Newark Bay Cogeneration Partnership LP | 50385 | Newark Bay Cogeneration Partnership LP | NJ | Essex | GEN2 | OP | Natural Gas Fired Combined Cycle | CT | IPP Non-CHP | 2 | 42 |  |  | NG | DFO | Y | NG | DFO |  |  |  |  | Y | Y |  |  |  |  | 6H | 6H | Y |  | Y
55846 | Newark Bay Cogeneration Partnership LP | 50385 | Newark Bay Cogeneration Partnership LP | NJ | Essex | GEN3 | OP | Natural Gas Fired Combined Cycle | CA | IPP Non-CHP | 2 | 55 |  |  | NG |  | N | [6 empty] | Y | N |  |  |  |  | 6H | 6H | Y |  | Y
16294 | Roseburg Forest Products Co | 50396 | Dillard Complex | OR | Douglas | GEN1 | OP | Wood/Wood Waste Biomass | ST | Industrial CHP | 7 | 5 | 5 | 5 | WDS | NG | Y | WDS | NG |  |  |  |  | N
16294 | Roseburg Forest Products Co | 50396 | Dillard Complex | OR | Douglas | GEN2 | OP | Wood/Wood Waste Biomass | ST | Industrial CHP | 7 | 5 | 5 | 5 | WDS | NG | Y | WDS | NG |  |  |  |  | N
16294 | Roseburg Forest Products Co | 50396 | Dillard Complex | OR | Douglas | GEN3 | OP | Wood/Wood Waste Biomass | ST | Industrial CHP | 7 | 7 | 7 | 7 | WDS | NG | Y | WDS | NG |  |  |  |  | N
16294 | Roseburg Forest Products Co | 50396 | Dillard Complex | OR | Douglas | GEN4 | OP | Wood/Wood Waste Biomass | ST | Industrial CHP | 7 | 11.5 | 11.5 | 11.5 | WDS | NG | Y | WDS | NG |  |  |  |  | N
16294 | Roseburg Forest Products Co | 50396 | Dillard Complex | OR | Douglas | GEN5 | OP | Wood/Wood Waste Biomass | ST | Industrial CHP | 7 | 11.5 | 11.5 | 11.5 | WDS | NG | Y | WDS | NG |  |  |  |  | N
16294 | Roseburg Forest Products Co | 50396 | Dillard Complex | OR | Douglas | GEN6 | OS | Wood/Wood Waste Biomass | ST | Industrial CHP | 7 | 11.5 | 11.5 | 11.5 | WDS | NG | Y | WDS | NG |  |  |  |  | N
14310 | P H Glatfelter Co | 50397 | P H Glatfelter | PA | York | GEN1 | OP | Conventional Steam Coal | ST | Industrial CHP | 7 | 6 | 5 | 5 | BIT | RFO | Y | BIT | DFO | RFO |  |  |  | N
14310 | P H Glatfelter Co | 50397 | P H Glatfelter | PA | York | GEN2 | SB | Conventional Steam Coal | ST | Industrial CHP | 7 | 5.9 | 4 | 3.9 | BIT | RFO | Y | BIT | DFO | RFO |  |  |  | N
14310 | P H Glatfelter Co | 50397 | P H Glatfelter | PA | York | GEN3 | OP | Conventional Steam Coal | ST | Industrial CHP | 7 | 5.1 | 4 | 4.3 | BIT | RFO | Y | BIT | DFO | RFO |  |  |  | N
14310 | P H Glatfelter Co | 50397 | P H Glatfelter | PA | York | GEN4 | OP | Conventional Steam Coal | ST | Industrial CHP | 7 | 7.5 | 8.7 | 8 | BIT | BLQ | Y | BIT | DFO | RFO |  |  |  | N
14310 | P H Glatfelter Co | 50397 | P H Glatfelter | PA | York | GEN5 | OP | Conventional Steam Coal | ST | Industrial CHP | 7 | 45.9 | 36.1 | 33.1 | BIT | WDS | Y | BIT | WDS | SLW | DFO |  |  | N
14310 | P H Glatfelter Co | 50397 | P H Glatfelter | PA | York | GEN6 | OP | Wood/Wood Waste Biomass | ST | Industrial CHP | 7 | 39.1 | 31.2 | 28.8 | BLQ | BIT | Y | BLQ | DFO | RFO |  |  |  | N
30002 | International Paper Co | 50398 | International Paper Savanna Mill | GA | Chatham | GE10 | OP | Wood/Wood Waste Biomass | ST | Industrial CHP | 7 | 82.8 | 82.7 | 82.8 | BLQ | NG | Y | BLQ | NG |  |  |  |  | N | N
30002 | International Paper Co | 50398 | International Paper Savanna Mill | GA | Chatham | GEN9 | OP | Natural Gas Steam Turbine | ST | Industrial CHP | 7 | 71.2 | 71.2 | 71.2 | NG | WDS | Y | BLQ | NG |  |  |  |  | N
16190 | Sappi Fine Paper North America-Somerset | 50406 | Somerset Plant | ME | Somerset | GEN1 | OP | Wood/Wood Waste Biomass | ST | Industrial CHP | 7 | 48.5 | 50 | 50 | BLQ | WDS | Y | BLQ | WDS | RFO | TDF | SLW |  | Y | Y | 50 | 50 | 50 | 50 | 6H | 6H | Y |  |  | Y
16190 | Sappi Fine Paper North America-Somerset | 50406 | Somerset Plant | ME | Somerset | GEN2 | OP | Wood/Wood Waste Biomass | ST | Industrial CHP | 7 | 68.4 | 65 | 65 | BLQ | NG | Y | BLQ | WDS | RFO | TDF | SLW |  | Y | Y | 65 | 65 | 65 | 65 | 6H | 6H | Y |  |  | Y
34672 | DTE Energy Services | 50407 | Mobile Energy Services LLC | AL | Mobile | GEN5 | OP | Wood/Wood Waste Biomass | ST | IPP CHP | 3 | 61 | 56.1 | 55.6 | WDS | NG | Y | WDS | BIT | NG |  |  |  | N
34672 | DTE Energy Services | 50407 | Mobile Energy Services LLC | AL | Mobile | GEN6 | OS | Wood/Wood Waste Biomass | ST | IPP CHP | 3 | 35.7 | 33.2 | 33.6 | WDS | NG | Y | WDS | BIT | NG |  |  |  | N
10273 | Kimberly-Clark Corp | 50410 | Chester Operations | PA | Delaware | 5 | OP | Petroleum Coke | ST | Industrial CHP | 7 | 67 | 67 | 67 | PC | WC | Y | WC | PC |  |  |  |  | N
19363 | University of M&D-New Jersey | 50411 | University of Medicine Dentistry NJ | NJ | Essex | GEN1 | OP | Natural Gas Fired Combustion Turbine | GT | Commercial CHP | 5 | 3.5 | 3.4 | 3.7 | NG | DFO | N | [6 empty] | Y | Y | 3.4 | 3.5 | 3.4 | 3.5 | 6H | 6H | N
19363 | University of M&D-New Jersey | 50411 | University of Medicine Dentistry NJ | NJ | Essex | GEN2 | OP | Natural Gas Fired Combustion Turbine | GT | Commercial CHP | 5 | 3.5 | 3.4 | 3.7 | NG | DFO | N | [6 empty] | Y | Y | 3.4 | 3.5 | 3.4 | 3.5 | 6H | 6H | N
19363 | University of M&D-New Jersey | 50411 | University of Medicine Dentistry NJ | NJ | Essex | GEN3 | OP | Natural Gas Fired Combustion Turbine | GT | Commercial CHP | 5 | 3.5 | 3.4 | 3.7 | NG | DFO | N | [6 empty] | Y | Y | 3.4 | 3.5 | 3.4 | 3.5 | 6H | 6H | N
19588 | University of Michigan | 50431 | University of Michigan | MI | Washtenaw | TG1 | OP | Natural Gas Fired Combined Cycle | CA | Commercial CHP | 5 | 12.5 | 11.5 | 11.5 | NG | DFO | N | [6 empty] | Y | N | 11.47 | 11.47 | 11.47 | 11.47 | 24H | UNK | Y | Y | Y
19588 | University of Michigan | 50431 | University of Michigan | MI | Washtenaw | TG10 | OP | Natural Gas Fired Combined Cycle | CT | Commercial CHP | 5 | 3.5 | 5 | 5 | NG | DFO | N | [6 empty] | Y | Y | 3 | 3 | 3 | 3 | 24H | UNK | Y | Y | Y
19588 | University of Michigan | 50431 | University of Michigan | MI | Washtenaw | TG7 | OP | Natural Gas Fired Combined Cycle | CA | Commercial CHP | 5 | 12.5 | 11.5 | 11.5 | NG | DFO | N | [6 empty] | Y | N | 11.47 | 11.47 | 11.47 | 11.47 | 24H | UNK | Y | Y | Y
19588 | University of Michigan | 50431 | University of Michigan | MI | Washtenaw | TG8 | OP | Natural Gas Fired Combined Cycle | CA | Commercial CHP | 5 | 12.5 | 11.5 | 11.5 | NG | DFO | N | [6 empty] | Y | N | 11.47 | 11.47 | 11.47 | 11.47 | 24H | UNK | Y | Y | Y
19588 | University of Michigan | 50431 | University of Michigan | MI | Washtenaw | TG9 | OP | Natural Gas Fired Combined Cycle | CT | Commercial CHP | 5 | 3.5 | 5 | 5 | NG | DFO | N | [6 empty] | Y | Y | 3 | 3 | 3 | 3 | 24H | UNK | Y | Y | Y
16721 | S D Warren Co.- Westbrook | 50447 | S D Warren Westbrook | ME | Cumberland | GEN9 | OP | Wood/Wood Waste Biomass | ST | Industrial CHP | 7 | 47.5 | 40.5 | 47.5 | WDS | BIT | Y | WDS | BIT | RFO | DFO |  |  | N
16721 | S D Warren Co.- Westbrook | 50447 | S D Warren Westbrook | ME | Cumberland | GN10 | OP | Wood/Wood Waste Biomass | ST | Industrial CHP | 7 | 15 | 15.8 | 15.8 | WDS | BIT | Y | WDS | BIT | RFO | DFO |  |  | N
9245 | Indeck-Energy Serv Silver Spg | 50449 | Indeck Silver Springs Energy Center | NY | Wyoming | GEN1 | OP | Natural Gas Fired Combined Cycle | CT | IPP CHP | 3 | 39.4 | 49 | 62.6 | NG | DFO | Y | NG | DFO |  |  |  |  | Y | Y | 31.8 | 45.4 | 31.8 | 45.4 | 1H | 1H | Y | Y | Y
9245 | Indeck-Energy Serv Silver Spg | 50449 | Indeck Silver Springs Energy Center | NY | Wyoming | GEN2 | OP | Natural Gas Fired Combined Cycle | CA | IPP CHP | 3 | 17.2 |  |  | NG | DFO | N | [6 empty] | Y | Y | 17.2 | 17.2 | 17.2 | 17.2 | 1H | 1H | Y | Y | Y
9244 | Indeck-Oswego Ltd Partnership | 50450 | Indeck Oswego Energy Center | NY | Oswego | GEN1 | OP | Natural Gas Fired Combined Cycle | CT | IPP CHP | 3 | 41.2 | 47.9 | 61.3 | NG | DFO | Y | NG | DFO |  |  |  |  | Y | Y | 47.9 | 61.3 | 47.9 | 61.3 | 1H | 1H | Y | Y | Y
9243 | Indeck-Yerkes Ltd Partnership | 50451 | Indeck Yerkes Energy Center | NY | Erie | GEN1 | OP | Natural Gas Fired Combined Cycle | CT | IPP CHP | 3 | 40.6 | 47.7 | 58.2 | NG | DFO | Y | NG | DFO |  |  |  |  | Y | Y | 28.4 | 38.9 | 28.4 | 38.9 | 1H | 1H | Y | Y | Y
9243 | Indeck-Yerkes Ltd Partnership | 50451 | Indeck Yerkes Energy Center | NY | Erie | GEN2 | OP | Natural Gas Fired Combined Cycle | CA | IPP CHP | 3 | 19.3 |  |  | NG |  | N | [6 empty] | Y |  | 19.3 | 19.3 | 19.3 | 19.3 | 1H | 1H | Y | Y | Y
15400 | Procter & Gamble Co | 50456 | Procter & Gamble Cincinnati Plant | OH | Hamilton | GEN1 | OP | Conventional Steam Coal | ST | Industrial CHP | 7 | 12.5 | 11.7 | 11.8 | BIT | NG | Y | BIT | NG |  |  |  |  | N
9263 | Indeck-Corinth Ltd Partnership | 50458 | Indeck Corinth Energy Center | NY | Saratoga | GEN1 | OP | Natural Gas Fired Combined Cycle | CT | IPP CHP | 3 | 92 | 75.4 | 92.6 | NG | DFO | N | [6 empty] | Y | Y | 75.4 | 92.6 | 75.4 | 92.6 | 1H | 1H | Y | Y | Y
20542 | Weyerhaeuser Co | 50465 | Flint River Operations | GA | Macon | GEN1 | OP | Wood/Wood Waste Biomass | ST | Industrial CHP | 7 | 46.6 | 46.6 | 46.6 | BLQ | WDS | Y | BLQ | DFO | WDS | NG |  |  | N | N
20542 | Weyerhaeuser Co | 50465 | Flint River Operations | GA | Macon | GEN2 | OP | Wood/Wood Waste Biomass | ST | Industrial CHP | 7 | 38.5 | 30.5 | 30.5 | WDS | NG | Y | WDS | NG | BLQ | DFO |  |  | N | N
470 | Covanta Energy of Niagara LP | 50472 | Covanta Niagara LP | NY | Niagara | GEN1 | OP | Municipal Solid Waste | ST | IPP CHP | 3 | 25 | 18 | 18 | MSW | NG | Y | NG | MSW | WDS |  |  |  | N
470 | Covanta Energy of Niagara LP | 50472 | Covanta Niagara LP | NY | Niagara | GEN2 | OP | Municipal Solid Waste | ST | IPP CHP | 3 | 25 | 18 | 18 | MSW | NG | Y | NG | MSW | WDS |  |  |  | N
14369 | PCA-Tomahawk Mill | 50476 | Packaging of America Tomahawk Mill | WI | Lincoln | GEN1 | OP | Natural Gas Steam Turbine | ST | Industrial CHP | 7 | 6.3 | 5.4 | 5.8 | NG | WDS | Y | BIT | WDS | NG | BLQ | OBS | DFO | N | N
14369 | PCA-Tomahawk Mill | 50476 | Packaging of America Tomahawk Mill | WI | Lincoln | GEN2 | OP | Natural Gas Steam Turbine | ST | Industrial CHP | 7 | 9.4 | 8.2 | 8.9 | NG | WDS | Y | BIT | WDS | NG | BLQ | OBS | DFO | N | N
7167 | GP Big Island LLC | 50479 | Georgia-Pacific Big Island | VA | Bedford | GEN1 | OP | Wood/Wood Waste Biomass | ST | Industrial CHP | 7 | 7.5 | 6.5 | 7 | WDS | NG | Y | WDS | OBS | NG |  |  |  | N
19365 | United States Sugar Corp | 50482 | Clewiston Sugar House | FL | Hendry | TG5 | OS | Other Waste Biomass | ST | Industrial CHP | 7 | 21.6 | 11 | 11 | AB | DFO | Y | AB | DFO |  |  |  |  | N
19365 | United States Sugar Corp | 50482 | Clewiston Sugar House | FL | Hendry | TG6 | OP | Other Waste Biomass | ST | Industrial CHP | 7 | 15 | 14 | 14.1 | AB | DFO | Y | AB | DFO |  |  |  |  | N
19365 | United States Sugar Corp | 50482 | Clewiston Sugar House | FL | Hendry | TG7 | OP | Other Waste Biomass | ST | Industrial CHP | 7 | 20 | 18.6 | 18.6 | AB | DFO | Y | AB | DFO |  |  |  |  | N
19365 | United States Sugar Corp | 50482 | Clewiston Sugar House | FL | Hendry | TG8 | OP | Other Waste Biomass | ST | Industrial CHP | 7 | 14 | 12 | 12 | AB | DFO | Y | AB | DFO |  |  |  |  | N
56516 | Morris Energy Operations Company, LLC | 50497 | Bayonne Plant Holding LLC | NJ | Hudson | GTG1 | OP | Natural Gas Fired Combined Cycle | CT | IPP CHP | 3 | 43.4 | 163 | 174 | NG | DFO | N | [6 empty] | Y | Y | 163 | 174 | 163 | 174 | 1H | 1H | Y |  | Y
56516 | Morris Energy Operations Company, LLC | 50497 | Bayonne Plant Holding LLC | NJ | Hudson | GTG2 | OP | Natural Gas Fired Combined Cycle | CT | IPP CHP | 3 | 43.4 |  |  | NG | DFO | N | [6 empty] | Y | Y |  |  |  |  | 1H | 1H | Y |  | Y
56516 | Morris Energy Operations Company, LLC | 50497 | Bayonne Plant Holding LLC | NJ | Hudson | GTG3 | OP | Natural Gas Fired Combined Cycle | CT | IPP CHP | 3 | 43.4 |  |  | NG | DFO | N | [6 empty] | Y | Y |  |  |  |  | 1H | 1H | Y |  | Y
50168 | Maxim Power (USA) Inc | 50498 | Capital District Energy Center | CT | Hartford | GTG | SB | Natural Gas Fired Combined Cycle | CT | IPP CHP | 3 | 44.1 | 31.9 | 34.9 | NG | DFO | Y | NG | DFO |  |  |  |  | Y | Y | 32 | 41 | 32 | 41 | 1H | 1H | Y |  | Y
55985 | Tesoro Refining and Marketing Company | 50530 | Equilon Los Angeles Refining | CA | Los Angeles | GEN1 | OP | Other Gases | GT | Industrial CHP | 7 | 30 | 25 | 25 | OG | NG | Y | OG | NG |  |  |  |  | N
55985 | Tesoro Refining and Marketing Company | 50530 | Equilon Los Angeles Refining | CA | Los Angeles | GEN2 | OP | Other Gases | GT | Industrial CHP | 7 | 30 | 25 | 25 | OG | NG | Y | OG | NG |  |  |  |  | N
55985 | Tesoro Refining and Marketing Company | 50530 | Equilon Los Angeles Refining | CA | Los Angeles | GEN3 | OP | Other Gases | ST | Industrial CHP | 7 | 23 | 15 | 15 | OG | NG | Y | OG | NG |  |  |  |  | N
26840 | Port Townsend Paper Co | 50544 | Port Townsend Paper | WA | Jefferson | GEN4 | OS | Wood/Wood Waste Biomass | ST | Industrial CHP | 7 | 3 | 3 | 3 | BLQ | WDS | Y | BLQ | WO | WDS |  |  |  | N
26840 | Port Townsend Paper Co | 50544 | Port Townsend Paper | WA | Jefferson | GEN6 | OP | Wood/Wood Waste Biomass | ST | Industrial CHP | 7 | 7.5 | 7.5 | 7.5 | BLQ | WDS | Y | BLQ | WO | WDS |  |  |  | N
19876 | Virginia Electric & Power Co | 50555 | Rosemary Power Station | NC | Halifax | GEN1 | OP | Natural Gas Fired Combined Cycle | CT | Electric Utility | 1 | 86 | 75 | 88 | NG | DFO | Y | NG | DFO |  |  |  |  | Y | Y | 75 | 88 | 75 | 88 | 1H | 1H | Y | Y | Y
19876 | Virginia Electric & Power Co | 50555 | Rosemary Power Station | NC | Halifax | GEN2 | OP | Natural Gas Fired Combined Cycle | CT | Electric Utility | 1 | 40 | 36 | 44 | NG | DFO | Y | NG | DFO |  |  |  |  | Y | Y | 36 | 44 | 36 | 44 | 1H | 1H | Y | Y | Y
13008 | Expera Mosinee LLC | 50614 | Expera Specialty Solutions - Mosinee Mill | WI | Marathon | GEN1 | OP | Wood/Wood Waste Biomass | ST | Industrial CHP | 7 | 15 | 13 | 13 | BLQ | BIT | Y | BIT | BLQ | NG | SLW | WDS | RFO | N
13008 | Expera Mosinee LLC | 50614 | Expera Specialty Solutions - Mosinee Mill | WI | Marathon | WEST | OP | Wood/Wood Waste Biomass | ST | Industrial CHP | 7 | 5 | 5 | 5 | BLQ | BIT | Y | BIT | BLQ | RFO | WDS | SLW | NG | N
54876 | Flambeau River Papers | 50620 | Flambeau River Papers | WI | PRICE | GEN1 | OP | Wood/Wood Waste Biomass | ST | Industrial CHP | 7 | 5.7 | 4.7 | 4.7 | WDS | BIT | Y | WDS | DFO | BIT |  |  |  | N
18000 | State of Rhode Island | 50621 | Central Power Plant | RI | Providence | GEN3 | OP | Petroleum Liquids | ST | Commercial CHP | 5 | 2 | 2 | 2 | RFO | NG | N | [6 empty] | Y | Y | 2.5 | 2.5 | 2.5 | 2.5 | 1H | 1H | N
18000 | State of Rhode Island | 50621 | Central Power Plant | RI | Providence | GEN4 | OP | Petroleum Liquids | ST | Commercial CHP | 5 | 2 | 2 | 2 | RFO | NG | N | [6 empty] | Y | Y | 2 | 2 | 2 | 2 | 1H | 1H | N
18000 | State of Rhode Island | 50621 | Central Power Plant | RI | Providence | GEN5 | OP | Petroleum Liquids | GT | Commercial CHP | 5 | 3 | 2.8 | 3.8 | DFO | NG | N | [6 empty] | Y | Y | 2.8 | 3.8 | 2.8 | 3.8 | 1H | 1H | Y |  | Y
18000 | State of Rhode Island | 50621 | Central Power Plant | RI | Providence | GEN6 | OP | Petroleum Liquids | GT | Commercial CHP | 5 | 3 | 2.8 | 3.8 | DFO | NG | N | [6 empty] | Y | Y | 2.8 | 3.8 | 2.8 | 3.8 | 1H | 1H | Y |  | Y
12736 | Exxon Mobil Oil Corporation | 50624 | ExxonMobil Oil Torrance Refinery | CA | Los Angeles | GTG1 | OP | Natural Gas Fired Combustion Turbine | GT | Industrial CHP | 7 | 22.5 | 22.5 | 22.5 | NG | OG | Y | NG | OG |  |  |  |  | N | N
19691 | Paulsboro Refining Company - LLC | 50628 | Paulsboro Refinery | NJ | Gloucester | GEN2 | OP | Other Gases | ST | Industrial CHP | 7 | 15 | 11.7 | 12.7 | OG | DFO | Y | OG | NG | DFO |  |  |  | N | N | 11.7 |  | 11.7 |  | 24H
19691 | Paulsboro Refining Company - LLC | 50628 | Paulsboro Refinery | NJ | Gloucester | GEN3 | OP | Other Gases | ST | Industrial CHP | 7 | 15 | 11.7 | 12.7 | OG | DFO | Y | OG | NG | DFO |  |  |  | N | N | 11.7 |  | 11.7 |  | 24H
56225 | Clearwater Paper Corporation | 50637 | Clearwater Paper IPP Lewiston | ID | Nez Perce | GEN3 | OP | Wood/Wood Waste Biomass | ST | Industrial CHP | 7 | 28.8 | 25.2 | 25.3 | BLQ | WDS | Y | BLQ | WDS | NG |  |  |  | N
56225 | Clearwater Paper Corporation | 50637 | Clearwater Paper IPP Lewiston | ID | Nez Perce | GEN4 | OP | Wood/Wood Waste Biomass | ST | Industrial CHP | 7 | 65 | 24 | 23.9 | BLQ | WDS | Y | BLQ | WDS | NG |  |  |  | N
56225 | Clearwater Paper Corporation | 50638 | Clearwater Paper APP CB | AR | Desha | GEN1 | OP | Natural Gas Steam Turbine | ST | Industrial CHP | 7 | 20 | 20 | 20 | NG | BLQ | Y | NG | BLQ | DFO | WO |  |  | Y | Y | 20 |  | 20 |  | 1H | 1H | Y | Y | Y
16653 | Sappi Cloquet LLC | 50639 | Sappi Cloquet Mill | MN | Carlton | GEN3 | OP | Wood/Wood Waste Biomass | ST | Industrial CHP | 7 | 19.2 | 14.8 | 17.5 | WDS | NG | Y | BLQ | NG | WDS | SLW | DFO |  | Y | Y | 14.8 | 14.8 | 17.5 | 17.5 | 1H | 1H | N
16653 | Sappi Cloquet LLC | 50639 | Sappi Cloquet Mill | MN | Carlton | GEN4 | OP | Wood/Wood Waste Biomass | ST | Industrial CHP | 7 | 41.5 | 41.5 | 41.5 | WDS | NG | Y | BLQ | NG | WDS | SLW | DFO |  | Y | Y | 41.5 | 41.5 | 41.5 | 41.5 | 1H | 1H | N
16653 | Sappi Cloquet LLC | 50639 | Sappi Cloquet Mill | MN | Carlton | GEN5 | OP | Wood/Wood Waste Biomass | ST | Industrial CHP | 7 | 27.6 | 14 | 15 | BLQ | NG | Y | BLQ | NG |  |  |  |  | N
4474 | Covanta Bristol Inc | 50648 | Covanta Bristol Energy | CT | HARTFORD | GEN1 | OP | Municipal Solid Waste | ST | IPP Non-CHP | 2 | 16.3 | 13.2 | 13.2 | MSW | NG | Y | MSW | NG |  |  |  |  | N
1950 | ReEnergy Stratton LLC | 50650 | ReEnergy Stratton LLC | ME | Franklin | UNI1 | OP | Wood/Wood Waste Biomass | ST | IPP Non-CHP | 2 | 45.7 | 45 | 44.3 | WDS | DFO | Y | WDS | DFO |  |  |  |  | N
56316 | Covanta Tulsa Renewable Energy LLC | 50660 | Covanta Tulsa Renewable Energy LLC | OK | Tulsa | GEN1 | OP | Municipal Solid Waste | ST | Industrial CHP | 7 | 16.8 | 15.6 | 15.8 | MSW | NG | Y | MSW | NG |  |  |  |  | N | N
19511 | University of Alaska | 50711 | University of Alaska Fairbanks | AK | Fairbanks North Star | GEN3 | OP | Conventional Steam Coal | ST | Commercial CHP | 5 | 10 | 8.1 | 10 | SUB | DFO | N | [6 empty] | Y | Y | 4 | 2 | 1 | 8 | 6H | 6H | N
19519 | United States Steel-Mon Valley | 50732 | Mon Valley Works | PA | Allegheny | GEN1 | OA | Other Gases | ST | Industrial CHP | 7 | 25 | 28 | 30 | BFG | OG | Y | BFG | OG | NG |  |  |  | N
19519 | United States Steel-Mon Valley | 50732 | Mon Valley Works | PA | Allegheny | GEN2 | OP | Other Gases | ST | Industrial CHP | 7 | 25 | 28 | 30 | BFG | OG | Y | BFG | OG | NG |  |  |  | N
19519 | United States Steel-Mon Valley | 50732 | Mon Valley Works | PA | Allegheny | GEN3 | OP | Other Gases | ST | Industrial CHP | 7 | 2.5 | 1.9 | 1.9 | BFG | OG | Y | BFG | OG | NG |  |  |  | N
19526 | United States Steel-Gary | 50733 | Gary Works | IN | Lake | STG1 | OP | Other Gases | ST | Industrial CHP | 7 | 161 | 161 | 140 | BFG | NG | Y | BFG | OG | NG | RFO |  |  | N
57182 | ReEnergy Sterling CT LP | 50736 | Exeter Energy LP | CT | Windham | GEN1 | OS | All Other | ST | IPP Non-CHP | 2 | 31.3 | 26 | 26 | TDF | PG | Y | TDF | OBS |  |  |  |  | N
18020 | Starrett City Inc | 50743 | Starrett City Cogen Facility | NY | Kings | GEN1 | OP | Natural Gas Steam Turbine | ST | Commercial CHP | 5 | 6 | 5.5 | 6 | NG | RFO | N | [6 empty] | Y | N | 5.5 | 5.5 | 5.8 | 5.8 | 1H | 1H | N
18020 | Starrett City Inc | 50743 | Starrett City Cogen Facility | NY | Kings | GEN2 | OP | Natural Gas Steam Turbine | ST | Commercial CHP | 5 | 6 | 5.5 | 6 | NG | RFO | N | [6 empty] | Y | N | 5.5 | 5.5 | 5.8 | 5.8 | 1H | 1H | N
18020 | Starrett City Inc | 50743 | Starrett City Cogen Facility | NY | Kings | GEN3 | SB | Petroleum Liquids | IC | Commercial CHP | 5 | 2 | 2 | 2 | DFO | NG | Y | DFO | NG |  |  |  |  | Y | Y | 1.8 | 1.8 | 2 | 1.8 | 1H | 1H | Y |  | Y
18020 | Starrett City Inc | 50743 | Starrett City Cogen Facility | NY | Kings | GEN4 | SB | Petroleum Liquids | IC | Commercial CHP | 5 | 2 | 2 | 2 | DFO | NG | Y | DFO | NG |  |  |  |  | Y | Y | 1.8 | 1.8 | 2 | 1.8 | 1H | 1H | Y |  | Y
18020 | Starrett City Inc | 50743 | Starrett City Cogen Facility | NY | Kings | GEN5 | SB | Petroleum Liquids | IC | Commercial CHP | 5 | 2 | 2 | 2 | DFO | NG | Y | DFO | NG |  |  |  |  | Y | Y | 1.8 | 1.8 | 2 | 1.8 | 1H | 1H | Y |  | Y
19781 | Viking Energy Corp | 50770 | Viking Energy of McBain | MI | Missaukee | GEN1 | OP | Wood/Wood Waste Biomass | ST | IPP Non-CHP | 2 | 18 | 16.3 | 18 | WDS | TDF | Y | WDS | TDF | NG |  |  |  | N
19781 | Viking Energy Corp | 50772 | Viking Energy of Lincoln | MI | Alcona | GEN1 | OP | Wood/Wood Waste Biomass | ST | IPP Non-CHP | 2 | 18 | 16.3 | 16.3 | WDS | TDF | Y | WDS | TDF | NG
55914 | GE Energy Financial Services | 50799 | Parlin Power Plant | NJ | Middlesex | GEN1 | OP | Natural Gas Fired Combined Cycle | CT | IPP Non-CHP | 2 | 45.9 | 35.9 | 42.2 | NG | DFO | N | [6 empty] | Y | Y | 36.9 | 43.5 | 36.9 | 43.5 | 1H | 1H | Y |  | Y
55914 | GE Energy Financial Services | 50799 | Parlin Power Plant | NJ | Middlesex | GEN2 | OP | Natural Gas Fired Combined Cycle | CT | IPP Non-CHP | 2 | 45.9 | 37.5 | 43.7 | NG | DFO | N | [6 empty] | Y | Y | 36 | 40.7 | 36 | 40.7 | 1H | 1H | Y |  | Y
55914 | GE Energy Financial Services | 50799 | Parlin Power Plant | NJ | Middlesex | GEN3 | OP | Natural Gas Fired Combined Cycle | CA | IPP Non-CHP | 2 | 21.6 | 20.6 | 20.6 | NG | DFO | [7 empty] | Y | Y | 20.6 | 20.6 | 20.6 | 20.6 | 1H | 1H | Y |  | Y
55914 | GE Energy Financial Services | 50799 | Parlin Power Plant | NJ | Middlesex | GEN4 | OP | Natural Gas Fired Combined Cycle | CA | IPP Non-CHP | 2 | 21.6 | 20.6 | 20.6 | NG | DFO | [7 empty] | Y | Y | 20.6 | 20.6 | 20.6 | 20.6 | 1H | 1H | Y |  | Y
20505 | Weyerhaeuser NR Port Wentworth | 50804 | Port Wentworth Mill | GA | Chatham | GEN4 | OP | Wood/Wood Waste Biomass | ST | Industrial CHP | 7 | 47.3 | 17 | 20 | BLQ | OBG | Y | BLQ | WDS | NG | DFO | OBG | SLW | N
20505 | Weyerhaeuser NR Port Wentworth | 50804 | Port Wentworth Mill | GA | Chatham | GEN5 | OP | Wood/Wood Waste Biomass | ST | Industrial CHP | 7 | 25 | 22 | 22 | BLQ | OBG | Y | BLQ | WDS | NG | DFO | OBG | SLW | N
18162 | WestRock-Florence | 50806 | Florence Mill | SC | Florence | GEN1 | OP | Wood/Wood Waste Biomass | ST | Industrial CHP | 7 | 12.5 | 12.5 | 12.5 | BLQ | WDS | Y | NG | WDS | RFO |  |  |  | Y | Y | 9.1 | 9.1 | 9.1 | 9.1 | UNK | UNK | N
18162 | WestRock-Florence | 50806 | Florence Mill | SC | Florence | GEN2 | OP | Wood/Wood Waste Biomass | ST | Industrial CHP | 7 | 16 | 16 | 16 | BLQ | WDS | Y | NG | WDS | RFO |  |  |  | Y | Y | 11.7 | 11.7 | 11.7 | 11.7 | UNK | UNK | N
18162 | WestRock-Florence | 50806 | Florence Mill | SC | Florence | GEN3 | OP | Wood/Wood Waste Biomass | ST | Industrial CHP | 7 | 79.1 | 74.8 | 74.8 | WDS | BIT | Y | BIT | WDS | RFO | NG |  |  | N | [5 empty] | UNK
18157 | WestRock Corp-Panama City | 50807 | WestRock Panama City Mill | FL | Bay | GEN3 | OP | Wood/Wood Waste Biomass | ST | Industrial CHP | 7 | 4 | 4 | 4 | BLQ | NG | Y | BLQ | RFO | NG |  |  |  | N
18157 | WestRock Corp-Panama City | 50807 | WestRock Panama City Mill | FL | Bay | GEN4 | OP | Wood/Wood Waste Biomass | ST | Industrial CHP | 7 | 10 | 10 | 10 | BLQ | NG | Y | BLQ | RFO | NG |  |  |  | N
18157 | WestRock Corp-Panama City | 50807 | WestRock Panama City Mill | FL | Bay | GEN6 | OP | Wood/Wood Waste Biomass | ST | Industrial CHP | 7 | 20 | 21.8 | 21.8 | WDS | NG | Y | WDS | BIT | RFO | NG |  |  | N
18147 | RockTenn-Hopewell | 50813 | Hopewell Mill | VA | Hopewell City | GEN1 | OP | Wood/Wood Waste Biomass | ST | Industrial CHP | 7 | 47.6 | 40.7 | 40.7 | BLQ | WDS | Y | WDS | BIT | NG |  |  |  | Y | N | 40.7 | 40.7 | 40.7 | 40.7 | OVER | 72H | Y |  | Y | Y
18414 | TES Filer City Station LP | 50835 | TES Filer City Station | MI | Manistee | GEN1 | OP | Conventional Steam Coal | ST | IPP CHP | 3 | 70 | 60 | 60 | BIT | TDF | Y | BIT | PC | WDS | TDF | SUB |  | N
49905 | Olympus Power | 50849 | PE Berkeley | CA | Alameda | GEN1 | OP | Natural Gas Fired Combined Cycle | CT | Commercial CHP | 5 | 23 | 21 | 23 | NG | DFO | N | [6 empty] | Y | Y | 21.35 | 21.35 | 19 | 19 | 24H | 24H | Y | Y | Y
56516 | Morris Energy Operations Company, LLC | 50852 | Elmwood Energy Holdings LLC | NJ | Bergen | GEN1 | OP | Natural Gas Fired Combined Cycle | CT | IPP Non-CHP | 2 | 59 | 71 | 71 | NG | DFO | N | [6 empty] | Y | Y | 71 | 71 | 71 | 71 | 1H | 1H | Y |  | Y
20541 | Wheelabrator Environmental Systems | 50881 | Wheelabrator Shasta | CA | Shasta | GEN1 | OP | Wood/Wood Waste Biomass | ST | IPP Non-CHP | 2 | 18.3 | 18.8 | 18.8 | WDS | AB | Y | NG | WDS | AB |  |  |  | N
20541 | Wheelabrator Environmental Systems | 50881 | Wheelabrator Shasta | CA | Shasta | GEN2 | OP | Wood/Wood Waste Biomass | ST | IPP Non-CHP | 2 | 18.3 | 18.8 | 18.8 | WDS | AB | Y | NG | WDS | AB |  |  |  | N
20541 | Wheelabrator Environmental Systems | 50881 | Wheelabrator Shasta | CA | Shasta | GEN3 | OP | Wood/Wood Waste Biomass | ST | IPP Non-CHP | 2 | 18.3 | 18.8 | 18.8 | WDS | AB | Y | NG | WDS | AB |  |  |  | N
23013 | EIF Northampton GP, LLC | 50888 | Northampton Generating Company LP | PA | Northampton | GEN1 | OP | Conventional Steam Coal | ST | IPP CHP | 3 | 134.1 | 112 | 112 | WC | TDF | Y | WC | PC | WDS | TDF | WO |  | N
20508 | MeadWestvaco Corp | 50900 | Covington Facility | VA | Covington City | GEN3 | OP | Conventional Steam Coal | ST | Industrial CHP | 7 | 10.5 | 10.5 | 10.5 | BIT | NG | Y | BLQ | BIT | NG | WDS | RFO | DFO | Y | Y | 10.5 | 10.5 | 10.5 | 10.5 | UNK | UNK | Y | Y | Y
20508 | MeadWestvaco Corp | 50900 | Covington Facility | VA | Covington City | GEN4 | OP | Wood/Wood Waste Biomass | ST | Industrial CHP | 7 | 34 | 32.5 | 32.5 | BLQ | BIT | Y | BLQ | BIT | NG | WDS | RFO | DFO | Y | Y | 17 | 10.5 | 32.5 | 10.5 | UNK | UNK | Y | Y | Y | Y
20508 | MeadWestvaco Corp | 50900 | Covington Facility | VA | Covington City | GEN5 | OP | Conventional Steam Coal | ST | Industrial CHP | 7 | 34 | 32.5 | 32.5 | BIT | WDS | Y | BLQ | BIT | NG | WDS | RFO | DFO | Y | Y | 20 | 20 | 20 | 20 | UNK | UNK | Y | Y | Y | Y
20508 | MeadWestvaco Corp | 50900 | Covington Facility | VA | Covington City | GEN7 | OP | Wood/Wood Waste Biomass | ST | Industrial CHP | 7 | 82.4 | 81 | 82.4 | WDS | BLQ | Y | WDS | NG |  | BLQ | RFO |  | Y | Y | 0 | 0 | 13 | 0 | UNK | UNK | Y |  |  | Y
21964 | University of New Mexico | 50906 | Ford Utilities Center | NM | BERNALILLO | 4 | OP | Natural Gas Steam Turbine | ST | Commercial CHP | 5 | 1.1 | 0.7 | 0.7 | NG |  | N | [6 empty] | Y |  | 0.5 | 0.7 | 0.5 | 0.7 | 1H | 1H | Y | Y | Y
5959 | Erie Coke Corp | 50920 | Erie Coke | PA | Erie | 1 | SB | Other Gases | ST | Industrial CHP | 7 | 2.5 | 1 | 1.3 | OG | NG | Y | OG | NG |  |  |  |  | N | N
49801 | Expera Specialty Solutions | 50933 | Rhinelander Mill | WI | Oneida | GEN5 | SB | Natural Gas Steam Turbine | ST | Industrial CHP | 7 | 10 | 4 | 7 | NG | BIT | N | [6 empty] | Y | Y | 4 | 7 | 4 | 7 | 6H | 6H | Y | Y | Y
20680 | William Beaumont Hospital | 50937 | William Beaumont Hospital | MI | Oakland | GENA | SB | Petroleum Liquids | IC | Commercial Non-CHP | 4 | 1.9 | 1.9 | 1.9 | DFO | NG | Y | NG | DFO |  |  |  |  | Y | Y | 1.9 | 1.9 | 1.9 | 1.9 | 1H | 1H | Y |  | Y
20680 | William Beaumont Hospital | 50937 | William Beaumont Hospital | MI | Oakland | GENB | SB | Petroleum Liquids | IC | Commercial Non-CHP | 4 | 1.9 | 1.9 | 1.9 | DFO | NG | Y | NG | DFO |  |  |  |  | Y | Y | 1.9 | 1.9 | 1.9 | 1.9 | 1H | 1H | Y |  | Y
49893 | Invenergy Services LLC | 50949 | Hardee Power Station | FL | Hardee | GEN1 | OP | Natural Gas Fired Combined Cycle | CT | IPP Non-CHP | 2 | 86 | 70 | 85 | NG | DFO | N | [6 empty] | Y | N | 72 | 89 | 72 | 89 | 1H | UNK | Y | Y | Y
49893 | Invenergy Services LLC | 50949 | Hardee Power Station | FL | Hardee | GEN2 | OP | Natural Gas Fired Combined Cycle | CT | IPP Non-CHP | 2 | 86 | 70 | 85 | NG | DFO | N | [6 empty] | Y | Y | 72 | 89 | 72 | 89 | 1H | UNK | Y | Y | Y
49893 | Invenergy Services LLC | 50949 | Hardee Power Station | FL | Hardee | GEN4 | OP | Natural Gas Fired Combustion Turbine | GT | IPP Non-CHP | 2 | 84 | 70 | 84 | NG | DFO | N | [6 empty] | Y | Y | 72 | 90 | 72 | 90 | 1H | 1H | N
49893 | Invenergy Services LLC | 50949 | Hardee Power Station | FL | Hardee | GEN5 | OP | Natural Gas Fired Combustion Turbine | GT | IPP Non-CHP | 2 | 90 | 70 | 85 | NG | DFO | N | [6 empty] | Y | N | 73 | 91 | 73 | 91 | 1H | 1H | N
5623 | Rousselot Inc | 50955 | Rousselot Inc | MA | Essex | GEN1 | SB | Natural Gas Steam Turbine | ST | Industrial CHP | 7 | 1.5 | 1.5 | 1.5 | NG | RFO | Y | NG | RFO |  |  |  |  | Y | Y | 1.5 | 1.5 | 1.5 | 1.5 | 1H | 1H | Y |  |  | Y
5623 | Rousselot Inc | 50955 | Rousselot Inc | MA | Essex | GEN2 | SB | Natural Gas Steam Turbine | ST | Industrial CHP | 7 | 1.5 | 1.5 | 1.5 | NG | RFO | Y | NG | RFO |  |  |  |  | Y | Y | 1.5 | 1.5 | 1.5 | 1.5 | 1H | 1H | Y |  |  | Y
5623 | Rousselot Inc | 50955 | Rousselot Inc | MA | Essex | GEN3 | OP | Natural Gas Steam Turbine | ST | Industrial CHP | 7 | 3.7 | 3.3 | 3.3 | NG | RFO | Y | NG | RFO |  |  |  |  | Y | Y | 3.3 | 3.3 | 3.3 | 3.3 | 1H | 1H | Y |  |  | Y
23931 | Resolute Forest Products | 50956 | Bowater Newsprint Calhoun Operation | TN | McMinn | GEN1 | OP | Wood/Wood Waste Biomass | ST | Industrial CHP | 7 | 19 | 17 | 17 | BLQ | WDS | Y | BLQ | WDS | SLW | TDF | BIT |  | N
23931 | Resolute Forest Products | 50956 | Bowater Newsprint Calhoun Operation | TN | McMinn | GEN2 | OP | Wood/Wood Waste Biomass | ST | Industrial CHP | 7 | 19.2 | 19 | 19 | BLQ | WDS | Y | BLQ | WDS | SLW | TDF | BIT |  | N
23931 | Resolute Forest Products | 50956 | Bowater Newsprint Calhoun Operation | TN | McMinn | GEN3 | OP | Wood/Wood Waste Biomass | ST | Industrial CHP | 7 | 25 | 27 | 27 | BLQ | WDS | Y | BLQ | WDS | SLW | TDF | BIT |  | N
18323 | Toledo Refining Company | 50965 | Toledo Ref Power Recovery Train | OH | Lucas | GEN1 | OP | Petroleum Coke | OT | Industrial CHP | 7 | 6 | 6 | 6 | PC | OG | Y | OG | NG | LFG |  |  |  | N
19876 | Virginia Electric & Power Co | 50966 | Bellmeade Power Station | VA | Richmond City | 1 | OP | Natural Gas Fired Combined Cycle | CT | Electric Utility | 1 | 110 | 95 | 95 | NG | DFO | N | [6 empty] | Y | Y | 95 | 95 | 95 | 95 | 1H | 1H | Y | Y | Y
19876 | Virginia Electric & Power Co | 50966 | Bellmeade Power Station | VA | Richmond City | 2 | OP | Natural Gas Fired Combined Cycle | CT | Electric Utility | 1 | 110 | 95 | 95 | NG | DFO | N | [6 empty] | Y | Y | 95 | 95 | 95 | 95 | 1H | 1H | Y | Y | Y
34359 | Curators of the University of Missouri | 50969 | MU Combined Heat and Power Plant | MO | Boone | GEN1 | OP | Conventional Steam Coal | ST | Commercial CHP | 5 | 6.2 | 6 | 6.1 | BIT | WDS | Y | BIT | NG | DFO |  | WDS |  | Y | Y | 6 | 6 | 6 | 6 | 1H | 1H | Y |  | Y
34359 | Curators of the University of Missouri | 50969 | MU Combined Heat and Power Plant | MO | Boone | GEN2 | OP | Conventional Steam Coal | ST | Commercial CHP | 5 | 12.5 | 12.2 | 12.3 | BIT | WDS | Y | BIT | NG | DFO |  | WDS |  | Y | Y | 12.2 | 12.2 | 12.2 | 12.2 | 1H | 1H | Y |  | Y
34359 | Curators of the University of Missouri | 50969 | MU Combined Heat and Power Plant | MO | Boone | GEN3 | OP | Conventional Steam Coal | ST | Commercial CHP | 5 | 19.8 | 19.2 | 19.4 | BIT | WDS | Y | BIT | NG | DFO | WDS |  |  | Y | Y | 19.2 | 19.2 | 19.2 | 19.2 | 1H | 1H | Y |  | Y
34359 | Curators of the University of Missouri | 50969 | MU Combined Heat and Power Plant | MO | Boone | GEN4 | OP | Conventional Steam Coal | ST | Commercial CHP | 5 | 14.5 | 13.3 | 13.4 | BIT | WDS | Y | BIT | NG | DFO | WDS |  |  | Y | Y | 13.3 | 13.3 | 13.3 | 13.3 | 1H | 1H | Y |  | Y
34359 | Curators of the University of Missouri | 50969 | MU Combined Heat and Power Plant | MO | Boone | NTG1 | OP | Natural Gas Fired Combustion Turbine | GT | Commercial CHP | 5 | 17.3 | 11.4 | 14.5 | NG | DFO | N | [6 empty] | Y | Y | 11.4 | 11.4 | 11.4 | 11.4 | 1H | 1H | Y |  | Y
34359 | Curators of the University of Missouri | 50969 | MU Combined Heat and Power Plant | MO | Boone | NTG2 | OP | Natural Gas Fired Combustion Turbine | GT | Commercial CHP | 5 | 17.3 | 11.4 | 14.5 | NG | DFO | N | [6 empty] | Y | Y | 11.4 | 11.4 | 11.4 | 11.4 | 1H | 1H | Y |  | Y
24202 | Carr Street Generating Sta LP | 50978 | Carr Street Generating Station | NY | Onondaga | GEN1 | OP | Natural Gas Fired Combined Cycle | CT | IPP Non-CHP | 2 | 48.8 | 33 | 40 | NG | DFO | N | [6 empty] | Y | Y | 33 | 40 | 33 | 40 | 1H | 1H | Y | Y | Y
24202 | Carr Street Generating Sta LP | 50978 | Carr Street Generating Station | NY | Onondaga | GEN2 | OP | Natural Gas Fired Combined Cycle | CT | IPP Non-CHP | 2 | 48.8 | 33 | 40 | NG | DFO | N | [6 empty] | Y | Y | 33 | 40 | 33 | 40 | 1H | 1H | Y | Y | Y
24202 | Carr Street Generating Sta LP | 50978 | Carr Street Generating Station | NY | Onondaga | GEN3 | OP | Natural Gas Fired Combined Cycle | CA | IPP Non-CHP | 2 | 25 | 22.5 | 25 | NG | DFO | N | [6 empty] | Y | Y | 22.5 | 25 | 22.5 | 25 | 1H | 1H | Y | Y | Y
11415 | M.A. Patout & Son Limited, LLC | 51008 | Enterprise Sugar Factory | LA | Iberia | 1000 | OP | Other Waste Biomass | ST | Industrial CHP | 7 | 1 | 1 | 1 | AB | NG | Y | AB | NG |  |  |  |  | N
11415 | M.A. Patout & Son Limited, LLC | 51008 | Enterprise Sugar Factory | LA | Iberia | 2000 | SB | Other Waste Biomass | ST | Industrial CHP | 7 | 2 | 2 | 2 | AB | NG | Y | AB | NG |  |  |  |  | N
27769 | Ocean State Power Co | 51030 | Ocean State Power | RI | Providence | GEN1 | OP | Natural Gas Fired Combined Cycle | CT | IPP Non-CHP | 2 | 82.8 | 71.2 | 77.8 | NG | DFO | Y | NG | DFO |  |  |  |  | Y | Y | 75 | 82 | 75 | 82 | 1H | 1H | Y | Y | Y
27769 | Ocean State Power Co | 51030 | Ocean State Power | RI | Providence | GEN2 | OP | Natural Gas Fired Combined Cycle | CT | IPP Non-CHP | 2 | 82.8 | 71.2 | 77.8 | NG | DFO | Y | NG | DFO |  |  |  |  | Y |  | 75 | 82 | 75 | 82 | 1H | 1H | Y | Y | Y
8688 | Hofstra University | 51035 | Hofstra University | NY | Nassau | GEN1 | OP | Natural Gas Internal Combustion Engine | IC | Commercial CHP | 5 | 1.1 | 1.1 | 1.1 | NG | DFO | Y | NG | DFO |  |  |  |  | N | N
8688 | Hofstra University | 51035 | Hofstra University | NY | Nassau | GEN2 | OP | Natural Gas Internal Combustion Engine | IC | Commercial CHP | 5 | 1.1 | 1.1 | 1.1 | NG | DFO | Y | NG | DFO |  |  |  |  | N | N
5347 | Dow Chemical Co | 52006 | LaO Energy Systems | LA | Iberville | GEN7 | OP | Natural Gas Fired Combined Cycle | CT | Industrial CHP | 7 | 125 | 95 | 114 | NG | OG | Y | NG | OG |  |  |  |  | N | N
5310 | Doswell Ltd Partnership | 52019 | Doswell Energy Center | VA | Hanover | GEN1 | OP | Natural Gas Fired Combined Cycle | CT | IPP Non-CHP | 2 | 122 | 104.7 | 122 | NG | DFO | N | [6 empty] | Y | Y | 104.7 | 122 | 104.7 | 122 | 1H | 1H | Y |  | Y
5310 | Doswell Ltd Partnership | 52019 | Doswell Energy Center | VA | Hanover | GEN2 | OP | Natural Gas Fired Combined Cycle | CT | IPP Non-CHP | 2 | 122 | 104.7 | 122 | NG | DFO | N | [6 empty] | Y | Y | 104.7 | 122 | 104.7 | 122 | 1H | 1H | Y |  | Y
5310 | Doswell Ltd Partnership | 52019 | Doswell Energy Center | VA | Hanover | GEN3 | OP | Natural Gas Fired Combined Cycle | CA | IPP Non-CHP | 2 | 132 | 123 | 132 | NG |  | N | [6 empty] | Y | Y | 132 | 132 | 132 | 132 | 1H | 1H | Y |  | Y
5310 | Doswell Ltd Partnership | 52019 | Doswell Energy Center | VA | Hanover | GEN4 | OP | Natural Gas Fired Combined Cycle | CT | IPP Non-CHP | 2 | 122 | 104.7 | 122 | NG | DFO | N | [6 empty] | Y | Y | 104.7 | 122 | 104.7 | 122 | 1H | 1H | Y |  | Y
5310 | Doswell Ltd Partnership | 52019 | Doswell Energy Center | VA | Hanover | GEN5 | OP | Natural Gas Fired Combined Cycle | CT | IPP Non-CHP | 2 | 122 | 104.7 | 122 | NG | DFO | N | [6 empty] | Y | Y | 104.7 | 122 | 104.7 | 122 | 1H | 1H | Y |  | Y
5310 | Doswell Ltd Partnership | 52019 | Doswell Energy Center | VA | Hanover | GEN6 | OP | Natural Gas Fired Combined Cycle | CA | IPP Non-CHP | 2 | 132 | 123 | 132 | NG |  | N | [6 empty] | Y | Y | 132 | 132 | 132 | 132 | 1H | 1H | Y |  | Y
5310 | Doswell Ltd Partnership | 52019 | Doswell Energy Center | VA | Hanover | GEN7 | OP | Natural Gas Fired Combustion Turbine | GT | IPP Non-CHP | 2 | 187 | 149 | 187 | NG | DFO | N | [6 empty] | Y | Y | 151 | 188 | 161 | 188 | 1H | 1H | Y |  | Y
29767 | Illinois Institute-Technology | 52021 | ITT Cogen Facility | IL | COOK | GEN1 | OP | Natural Gas Fired Combustion Turbine | GT | Commercial CHP | 5 | 3.7 | 3.5 | 3.7 | NG | DFO | N | [6 empty] | Y | Y | 3.5 | 3.7 | 3 | 3.5 | 1H | 1H | Y |  | Y
29767 | Illinois Institute-Technology | 52021 | ITT Cogen Facility | IL | COOK | GEN2 | OP | Natural Gas Fired Combustion Turbine | GT | Commercial CHP | 5 | 3.7 | 3.5 | 3.7 | NG | DFO | N | [6 empty] | Y | Y | 3.5 | 3.7 | 3 | 3.5 | 1H | 1H | Y |  | Y
16001 | Rhode Island Hospital | 52024 | Rhode Island Hospital | RI | Providence | GEN2 | OP | Natural Gas Steam Turbine | ST | Commercial CHP | 5 | 1.7 | 1.7 | 1.7 | NG | RFO | N | [6 empty] | Y | Y | 1.7 | 1.7 | 1.7 | 1.7 | 1H | 1H | N
16001 | Rhode Island Hospital | 52024 | Rhode Island Hospital | RI | Providence | GEN4 | OP | Natural Gas Steam Turbine | ST | Commercial CHP | 5 | 1.7 | 1.7 | 1.7 | NG | RFO | N | [6 empty] | Y | Y | 1.7 | 1.7 | 1.7 | 1.7 | 1H | 1H | N
16001 | Rhode Island Hospital | 52024 | Rhode Island Hospital | RI | Providence | NEW1 | OP | Natural Gas Steam Turbine | ST | Commercial CHP | 5 | 3.5 | 3.5 | 3.5 | NG | RFO | N | [6 empty] | Y | Y | 3.5 | 3.5 | 3.5 | 3.5 | 1H | 1H | N
16001 | Rhode Island Hospital | 52024 | Rhode Island Hospital | RI | Providence | NEW3 | OP | Natural Gas Steam Turbine | ST | Commercial CHP | 5 | 3.5 | 3.5 | 3.5 | NG | RFO | N | [6 empty] | Y | Y | 3.5 | 3.5 | 3.5 | 3.5 | 1H | 1H | N
56516 | Morris Energy Operations Company, LLC | 52026 | Dartmouth Power Associates LP | MA | Bristol | GEN1 | OP | Natural Gas Fired Combined Cycle | CT | IPP Non-CHP | 2 | 45 | 62.1 | 67.7 | NG | DFO | N | [6 empty] | Y | N | 62.1 | 67.8 | 62.1 | 67.8 | 1H | 1H | Y |  | Y
56516 | Morris Energy Operations Company, LLC | 52026 | Dartmouth Power Associates LP | MA | Bristol | GEN3 | OP | Natural Gas Fired Combustion Turbine | GT | IPP Non-CHP | 2 | 24.7 | 19.6 | 21.8 | NG | DFO | N | [6 empty] | Y | N | 19.6 | 21.8 | 19.6 | 21.8 | 1H | 1H | Y |  | Y
19153 | Nassau Energy Corp | 52056 | Nassau Energy Corp | NY | NASSAU | GT1 | OP | Natural Gas Fired Combined Cycle | CT | IPP CHP | 3 | 43 | 43 | 45 | NG | DFO | Y | NG | DFO |  |  |  |  | Y | Y | 43 | 45 | 43 | 43 | 1H | 1H | Y | Y | Y
8153 | Hartford Steam Co | 52061 | Hartford Hospital Cogeneration | CT | HARTFORD | GEN3 | OP | Natural Gas Fired Combined Cycle | CT | Commercial CHP | 5 | 6.2 | 5.2 | 6.2 | NG | DFO | N | [6 empty] | Y | Y | 5.3 | 6.2 | 5.2 | 6 | 1H | 6H | Y | Y | Y
57098 | Sandow Power Co LLC | 52071 | Sandow No 5 | TX | Milam | 5 | OP | Conventional Steam Coal | ST | IPP Non-CHP | 2 | 661.5 | 600 | 600 | LIG | DFO | Y | LIG | DFO |  |  |  |  | N
19524 | University of California-LA | 52073 | UCLA So Campus Cogen Project | CA | LOS ANGELES | GEN1 | OP | Natural Gas Fired Combined Cycle | CT | Commercial CHP | 5 | 14.5 | 12.5 | 13.5 | NG | LFG | N | [6 empty] | Y | Y | 12.5 | 13.5 | 12.5 | 13.5 | 1H | UNK | Y | Y | Y
19524 | University of California-LA | 52073 | UCLA So Campus Cogen Project | CA | LOS ANGELES | GEN2 | OP | Natural Gas Fired Combined Cycle | CT | Commercial CHP | 5 | 14.5 | 12.5 | 13.5 | NG | LFG | N | [6 empty] | Y | Y | 12.5 | 13.5 | 12.5 | 13.5 | 1H | UNK | Y | Y | Y
19876 | Virginia Electric & Power Co | 52087 | Elizabeth River Power Station | VA | Chesapeake City | GEN1 | SB | Natural Gas Fired Combustion Turbine | GT | Electric Utility | 1 | 129.6 | 116 | 121 | NG | DFO | N | [6 empty] | Y | Y | 103 | 121 | 103 | 121 | 1H | 1H | Y | Y | Y
19876 | Virginia Electric & Power Co | 52087 | Elizabeth River Power Station | VA | Chesapeake City | GEN2 | SB | Natural Gas Fired Combustion Turbine | GT | Electric Utility | 1 | 129.6 | 116 | 120 | NG | DFO | N | [6 empty] | Y | Y | 103 | 120 | 103 | 120 | 1H | 1H | Y | Y | Y
19876 | Virginia Electric & Power Co | 52087 | Elizabeth River Power Station | VA | Chesapeake City | GEN3 | SB | Natural Gas Fired Combustion Turbine | GT | Electric Utility | 1 | 129.6 | 116 | 124 | NG | DFO | N | [6 empty] | Y | Y | 103 | 124 | 103 | 124 | 1H | 1H | Y | Y | Y
57151 | Celanese Acetate LLC | 52089 | Celanese Acetate LLC | VA | Giles | GEN1 | OP | Natural Gas Steam Turbine | ST | Industrial CHP | 7 | 6 | 6 | 6 | NG | BIT | Y | NG | DFO |  |  |  |  | Y | Y | 6 | 6 | 6 | 6 | 1H | 1H | Y | Y | Y
57151 | Celanese Acetate LLC | 52089 | Celanese Acetate LLC | VA | Giles | GEN2 | OP | Natural Gas Steam Turbine | ST | Industrial CHP | 7 | 6 | 6 | 6 | NG | BIT | Y | NG | DFO |  |  |  |  | Y | Y | 6 | 6 | 6 | 6 | 1H | 1H | Y | Y | Y
57151 | Celanese Acetate LLC | 52089 | Celanese Acetate LLC | VA | Giles | GEN3 | OP | Natural Gas Steam Turbine | ST | Industrial CHP | 7 | 6 | 6 | 6 | NG | BIT | Y | NG | DFO |  |  |  |  | Y | Y | 6 | 6 | 6 | 6 | 1H | 1H | Y | Y | Y
57151 | Celanese Acetate LLC | 52089 | Celanese Acetate LLC | VA | Giles | GEN4 | OP | Natural Gas Steam Turbine | ST | Industrial CHP | 7 | 9.2 | 9.2 | 9.2 | NG | BIT | Y | NG | DFO |  |  |  |  | Y | Y | 9.2 | 9.2 | 9.2 | 9.2 | 1H | 1H | Y | Y | Y
18340 | PES | 52106 | Philadelphia Refinery | PA | Philadelphia | GEN1 | OA | Other Gases | ST | Industrial CHP | 7 | 10 | 5.5 | 6.6 | OG | NG | Y | OG | PG | NG |  |  |  | N
18340 | PES | 52106 | Philadelphia Refinery | PA | Philadelphia | GEN2 | OS | Other Gases | ST | Industrial CHP | 7 | 10 | 6.7 | 6 | OG | NG | Y | OG | PG | NG |  |  |  | N
18340 | PES | 52106 | Philadelphia Refinery | PA | Philadelphia | GEN3 | OP | Other Gases | ST | Industrial CHP | 7 | 10 | 7.3 | 6.8 | OG | NG | Y | OG | PG | NG |  |  |  | N
18668 | Tesoro Refining and Marketing Co LLC | 52133 | Tesoro Mandan Cogeneration Plant | ND | Morton | GEN1 | OP | Other Gases | ST | Industrial CHP | 7 | 2.5 | 2.8 | 2.8 | OG | NG | Y | OG | NG | WO |  |  |  | N
18668 | Tesoro Refining and Marketing Co LLC | 52133 | Tesoro Mandan Cogeneration Plant | ND | Morton | GEN2 | OP | Other Gases | ST | Industrial CHP | 7 | 2.5 | 2.8 | 2.8 | OG | NG | Y | OG | NG | WO |  |  |  | N
18668 | Tesoro Refining and Marketing Co LLC | 52133 | Tesoro Mandan Cogeneration Plant | ND | Morton | GEN3 | OP | Other Gases | ST | Industrial CHP | 7 | 2.5 | 2.8 | 2.8 | OG | NG | Y | OG | NG | WO | RFO |  |  | N
8009 | International Paper Co | 52140 | International Paper Prattville Mill | AL | Autauga | GEN1 | OP | Wood/Wood Waste Biomass | ST | Industrial CHP | 7 | 40.5 | 34.8 | 37.5 | BLQ | WDS | Y | WDS | NG | OBG |  |  |  | N | N |  |  |  |  | UNK | UNK | Y |  | Y | Y
8009 | International Paper Co | 52140 | International Paper Prattville Mill | AL | Autauga | GEN2 | OP | Wood/Wood Waste Biomass | ST | Industrial CHP | 7 | 49.3 | 46.6 | 46.8 | BLQ | WDS | Y | WDS | BIT | WO | OBG | NG | DFO | N | N
12320 | Merck & Co Inc | 52148 | Elkton | VA | Rockingham | GEN1 | OP | Natural Gas Steam Turbine | ST | Industrial CHP | 7 | 7.2 | 1.2 | 2.6 | NG | DFO | N | [6 empty] | Y | Y | 6 | 6 | 6 | 6 | 1H | 1H | Y | Y
12320 | Merck & Co Inc | 52148 | Elkton | VA | Rockingham | GEN5 | OP | Natural Gas Steam Turbine | ST | Industrial CHP | 7 | 0.4 | 0.1 | 0.1 | NG | DFO | N | [6 empty] | Y | N | 0.4 | 0.4 | 0.4 | 0.4 | 1H | 1H | Y | Y
9424 | International Paper Co-Eastovr | 52151 | International Paper Eastover Facility | SC | Richland | GEN1 | OP | Wood/Wood Waste Biomass | ST | Industrial CHP | 7 | 48.4 | 46 | 46 | BLQ | BIT | Y | BLQ | RFO | BIT |  |  |  | N
9424 | International Paper Co-Eastovr | 52151 | International Paper Eastover Facility | SC | Richland | GEN2 | OP | Wood/Wood Waste Biomass | ST | Industrial CHP | 7 | 61.2 | 57 | 57 | BLQ | BIT | Y | BLQ | WDS | WO | TDF | RFO |  | N
9348 | International Paper | 52152 | International Paper Franklin Mill | VA | Isle of Wight | GEN9 | OP | Wood/Wood Waste Biomass | ST | Industrial CHP | 7 | 36.1 | 36.1 | 36.1 | BLQ | NG | Y | NG
24210 | Riverbay Corp | 52168 | Riverbay | NY | Bronx | GEN2 | OP | Natural Gas Steam Turbine | ST | Commercial CHP | 5 | 16 | 13.8 | 15 | NG | DFO | N | [6 empty] | Y | N | 13.8 | 15 | 13.8 | 13.8 | 6H | 6H | Y | Y | Y
24210 | Riverbay Corp | 52168 | Riverbay | NY | Bronx | GEN3 | OP | Natural Gas Fired Combustion Turbine | GT | Commercial CHP | 5 | 12.9 | 11.1 | 12.1 | NG | DFO | N | [6 empty] | Y | Y | 11.1 | 12.1 | 9.8 | 12.1 | 6H | 6H | Y | Y | Y
24210 | Riverbay Corp | 52168 | Riverbay | NY | Bronx | GEN4 | OP | Natural Gas Fired Combustion Turbine | GT | Commercial CHP | 5 | 12.9 | 11.1 | 12.1 | NG | DFO | N | [6 empty] | Y | Y | 11.1 | 12.1 | 9.8 | 12.1 | 6H | 6H | Y | Y | Y
7168 | CITGO Petroleum Corp | 52175 | CITGO Refinery Powerhouse | LA | Calcasieu | GEN1 | OS | Natural Gas Steam Turbine | ST | Industrial CHP | 7 | 25 | 7.4 | 6.1 | NG | OG | Y | NG | OG
7168 | CITGO Petroleum Corp | 52175 | CITGO Refinery Powerhouse | LA | Calcasieu | GEN2 | OP | Natural Gas Steam Turbine | ST | Industrial CHP | 7 | 25 | 5.6 | 5.5 | NG | OG | Y | NG | OG
7168 | CITGO Petroleum Corp | 52175 | CITGO Refinery Powerhouse | LA | Calcasieu | GEN3 | OP | Natural Gas Steam Turbine | ST | Industrial CHP | 7 | 25 | 19.6 | 20 | NG | OG | Y | NG | OG
18617 | Tesoro Alaska Company LLC | 52184 | Tesoro Kenai Cogeneration Plant | AK | Kenai Peninsula | GEN1 | OP | Natural Gas Fired Combustion Turbine | GT | Industrial CHP | 7 | 4.3 | 4.2 | 4.7 | NG | DFO | N | [6 empty] | Y | Y | 4.21 | 4.68 | 3.99 | 4.58 | 1H | 1H | N
18617 | Tesoro Alaska Company LLC | 52184 | Tesoro Kenai Cogeneration Plant | AK | Kenai Peninsula | GEN2 | OP | Natural Gas Fired Combustion Turbine | GT | Industrial CHP | 7 | 4.3 | 4.2 | 4.7 | NG | DFO | N | [6 empty] | Y | Y | 4.21 | 4.68 | 3.99 | 4.58 | 1H | 1H | N
17610 | SP Fiber Technologies LLC | 54004 | WestRock Southeast, LLC. | GA | Laurens | GEN1 | OP | Wood/Wood Waste Biomass | ST | Industrial CHP | 7 | 45 | 44 | 44 | WDS | TDF | Y | BIT | NG | OBS | TDF |  |  | N
17610 | SP Fiber Technologies LLC | 54004 | WestRock Southeast, LLC. | GA | Laurens | GEN2 | OP | Natural Gas Fired Combustion Turbine | GT | Industrial CHP | 7 | 37.1 | 40 | 42 | NG | DFO | Y | NG | DFO |  |  |  |  | Y | Y | 32 | 32 | 32 | 32 | OVER | 6H | Y | Y
6838 | CCI Rensselaer LLC | 54034 | Rensselaer Cogen | NY | RENSSELAER | GEN1 | OP | Natural Gas Fired Combined Cycle | CT | IPP Non-CHP | 2 | 49.2 | 47 | 55.8 | NG | DFO | N | [6 empty] | Y | Y | 47 | 58 | 45 | 54 | 6H | 6H | Y | Y | Y
6838 | CCI Rensselaer LLC | 54034 | Rensselaer Cogen | NY | RENSSELAER | GEN2 | OP | Natural Gas Fired Combined Cycle | CA | IPP Non-CHP | 2 | 39 | 33.4 | 30 | NG | DFO | N | [6 empty] | Y | Y | 32.4 | 33 | 18 | 20 | 6H | 6H | Y | Y | Y
11127 | Lockport Energy Associates LP | 54041 | Lockport Energy Associates LP | NY | Niagara | GEN1 | OP | Natural Gas Fired Combined Cycle | CT | IPP CHP | 3 | 48.7 | 42.6 | 49 | NG | DFO | Y | NG | DFO |  |  |  |  | Y | Y | 42.6 | 48 | 43 | 49 | 1H | 1H | Y | Y | Y
11127 | Lockport Energy Associates LP | 54041 | Lockport Energy Associates LP | NY | Niagara | GEN2 | OP | Natural Gas Fired Combined Cycle | CT | IPP CHP | 3 | 48.7 | 42.6 | 49 | NG | DFO | Y | NG | DFO |  |  |  |  | Y | Y | 42.6 | 48 | 43 | 49 | 1H | 1H | Y | Y | Y
11127 | Lockport Energy Associates LP | 54041 | Lockport Energy Associates LP | NY | Niagara | GEN3 | OP | Natural Gas Fired Combined Cycle | CT | IPP CHP | 3 | 48.7 | 42.6 | 49 | NG | DFO | Y | NG | DFO |  |  |  |  | Y | Y | 42.6 | 48 | 43 | 49 | 1H | 1H | Y | Y | Y
19528 | University of Illinois | 54044 | University of Illinois Cogen Facility | IL | Cook | GEN1 | OP | Natural Gas Internal Combustion Engine | IC | Commercial CHP | 5 | 6.3 | 6.3 | 6.3 | NG | DFO | Y | DFO | NG |  |  |  |  | Y | Y | 6.3 | 6.3 | 6.3 | 6.3 | 1H | 1H | Y | Y | Y
19528 | University of Illinois | 54044 | University of Illinois Cogen Facility | IL | Cook | GEN2 | OP | Natural Gas Internal Combustion Engine | IC | Commercial CHP | 5 | 6.3 | 6.3 | 6.3 | NG | DFO | Y | DFO | NG |  |  |  |  | Y | Y | 6.3 | 6.3 | 6.3 | 6.3 | 1H | 1H | Y | Y | Y
14584 | Pawtucket Power Associates LP | 54056 | Pawtucket Power Associates | RI | Providence | GEN1 | OP | Natural Gas Fired Combined Cycle | CT | IPP Non-CHP | 2 | 41.8 | 33 | 42 | NG | DFO | Y | NG | DFO |  |  |  |  | Y | Y | 33 | 41 | 33 | 41 | 1H | 1H | N
9261 | Indeck-Olean Ltd Partnership | 54076 | Indeck Olean Energy Center | NY | Cattaraugus | GEN1 | OP | Natural Gas Fired Combined Cycle | CT | IPP CHP | 3 | 46 | 31.6 | 39.6 | NG | DFO | Y | NG | DFO |  |  |  |  | Y | Y | 31.1 | 39.8 | 31.1 | 39.8 | 1H | 1H | Y | Y | Y
9261 | Indeck-Olean Ltd Partnership | 54076 | Indeck Olean Energy Center | NY | Cattaraugus | GEN2 | OP | Natural Gas Fired Combined Cycle | CA | IPP CHP | 3 | 44.6 | 44.6 | 44.6 | NG |  | N | [6 empty] | Y | Y | 46.6 | 46.6 | 46.6 | 46.6 | 24H | 24H | Y | Y | Y
55738 | Verso Paper Androscoggin LLC | 54085 | Androscoggin Mill | ME | Franklin | GEN1 | OP | Wood/Wood Waste Biomass | ST | Industrial CHP | 7 | 25 | 25 | 25 | BLQ | WDS | Y | RFO | WO | WDS | SLW | NG |  | N
55738 | Verso Paper Androscoggin LLC | 54085 | Androscoggin Mill | ME | Franklin | GEN2 | OP | Wood/Wood Waste Biomass | ST | Industrial CHP | 7 | 25 | 25 | 25 | BLQ | WDS | Y | RFO | WO | WDS | SLW | NG |  | N
55738 | Verso Paper Androscoggin LLC | 54085 | Androscoggin Mill | ME | Franklin | GEN3 | OP | Wood/Wood Waste Biomass | ST | Industrial CHP | 7 | 30 | 30 | 30 | BLQ | WDS | Y | RFO | WO | WDS | SLW | NG |  | N
9312 | IPC-Mansfield Mill | 54091 | Mansfield Mill | LA | DeSoto | GEN1 | OP | Wood/Wood Waste Biomass | ST | Industrial CHP | 7 | 40 | 24.6 | 23 | BLQ | WDS | Y | NG | WO |  |  |  |  | N | N | 9 |  | 26
9312 | IPC-Mansfield Mill | 54091 | Mansfield Mill | LA | DeSoto | GEN2 | OP | Wood/Wood Waste Biomass | ST | Industrial CHP | 7 | 40 | 25.6 | 27.1 | BLQ | WDS | Y | NG | WO |  |  |  |  | N | N | 9 |  | 26
9312 | IPC-Mansfield Mill | 54091 | Mansfield Mill | LA | DeSoto | GEN3 | OP | Wood/Wood Waste Biomass | ST | Industrial CHP | 7 | 30 | 22.1 | 22.2 | BLQ | WDS | Y | NG | WO |  |  |  |  | N | N | 9 |  | 26
9393 | International Paper Co-Riverdl | 54096 | International Paper Riverdale Mill | AL | Dallas | GEN4 | SB | Natural Gas Fired Combined Cycle | CT | Industrial CHP | 7 | 38.2 | 38.2 | 38.2 | NG | DFO | Y | NG | DFO |  |  |  |  | N | N
9385 | International Paper Co | 54097 | International Paper Texarkana Mill | TX | Cass | GEN1 | OP | Wood/Wood Waste Biomass | ST | Industrial CHP | 7 | 25 | 25 | 25 | BLQ | NG | Y | BLQ | NG | RFO | [9 empty] | UNK
9385 | International Paper Co | 54097 | International Paper Texarkana Mill | TX | Cass | GEN2 | OP | Wood/Wood Waste Biomass | ST | Industrial CHP | 7 | 40 | 40 | 40 | BLQ | OBS | Y | BLQ | WDS | NG | RFO |  |  | Y | Y | 20 | 20 | 15 | 15 | UNK | UNK | Y |  |  | Y
54738 | Thilmany LLC | 54098 | Kaukauna Paper Mill | WI | Outagamie | GEN1 | OP | Wood/Wood Waste Biomass | ST | Industrial CHP | 7 | 6 | 6 | 6 | BLQ | BIT | Y | BIT | PC | NG | WDS | BLQ | RFO | Y | Y | 2 | 2 | 1 | 1 | 1H | 1H | Y |  | Y
54738 | Thilmany LLC | 54098 | Kaukauna Paper Mill | WI | Outagamie | GEN2 | OP | Wood/Wood Waste Biomass | ST | Industrial CHP | 7 | 11 | 11 | 11 | BLQ | BIT | Y | BIT | PC | NG | WDS | BLQ | RFO | Y | Y | 8 | 8 | 5 | 5 | 1H | 1H | Y |  | Y
54738 | Thilmany LLC | 54098 | Kaukauna Paper Mill | WI | Outagamie | GEN3 | OP | Wood/Wood Waste Biomass | ST | Industrial CHP | 7 | 15.6 | 15.6 | 15.6 | BLQ | BIT | Y | BIT | PC | NG | WDS | BLQ | RFO | Y | Y | 15 | 15 | 9 | 9 | 1H | 1H | Y |  | Y
54738 | Thilmany LLC | 54098 | Kaukauna Paper Mill | WI | Outagamie | GEN4 | OP | Conventional Steam Coal | ST | Industrial CHP | 7 | 12 | 12 | 12 | BIT | PC | Y | BIT | PC | NG | RFO | TDF | WDS | Y | Y | 2 | 2 | 12 | 12 | 6H | 6H | N
7172 | Georgia-PacificCedar Springs LLC | 54101 | Georgia-Pacific Cedar Springs | GA | Early | GEN1 | OP | Wood/Wood Waste Biomass | ST | Industrial CHP | 7 | 50 | 45 | 50 | BLQ | WDS | Y | BLQ | RFO | WDS | DFO | BIT | NG | N
7172 | Georgia-PacificCedar Springs LLC | 54101 | Georgia-Pacific Cedar Springs | GA | Early | GEN2 | OP | Wood/Wood Waste Biomass | ST | Industrial CHP | 7 | 51.2 | 45 | 50 | BLQ | WDS | Y | BLQ | RFO | WDS | DFO | BIT | NG | N
5262 | Domtar Industries Inc | 54104 | Ashdown | AR | Little River | GEN1 | OP | Wood/Wood Waste Biomass | ST | Industrial CHP | 7 | 19.5 | 17 | 17 | BLQ | NG | Y | WDS | NG | RFO | TDF | BIT | BLQ | Y | Y | 15 | 15 | 10 | 10 | UNK | UNK | Y | Y | Y
5262 | Domtar Industries Inc | 54104 | Ashdown | AR | Little River | GEN2 | OP | Wood/Wood Waste Biomass | ST | Industrial CHP | 7 | 47 | 40 | 40 | BLQ | NG | Y | WDS | BIT | NG | TDF | RFO | BLQ | Y | Y | 15 | 15 | 10 | 10 | UNK | UNK | Y | Y | Y
5262 | Domtar Industries Inc | 54104 | Ashdown | AR | Little River | GEN3 | OP | Wood/Wood Waste Biomass | ST | Industrial CHP | 7 | 45 | 33 | 33 | BLQ | NG | Y | BLQ | WDS | NG | TDF | RFO | BIT | Y | Y | 15 | 15 | 10 | 10 | UNK | UNK | Y | Y | Y
5262 | Domtar Industries Inc | 54104 | Ashdown | AR | Little River | GEN4 | OP | Wood/Wood Waste Biomass | ST | Industrial CHP | 7 | 45 | 38 | 38 | BLQ | NG | Y | BLQ | WDS | NG | TDF | BIT | RFO | Y | Y | 15 | 15 | 10 | 10 | UNK | UNK | Y | Y | Y
10349 | KIAC Partners | 54114 | Kennedy International Airport Cogen | NY | Queens | GEN1 | OP | Natural Gas Fired Combined Cycle | CT | IPP CHP | 3 | 47.1 | 50.3 | 50.7 | NG | DFO | N | [6 empty] | Y | Y | 50.3 | 50.73 | 50.3 | 50.73 | 1H | 1H | N
10349 | KIAC Partners | 54114 | Kennedy International Airport Cogen | NY | Queens | GEN2 | OP | Natural Gas Fired Combined Cycle | CT | IPP CHP | 3 | 47.1 | 48.3 | 50.7 | NG | DFO | N | [6 empty] | Y | Y | 48.29 | 50.07 | 48.29 | 50.07 | 1H | 1H | N
10349 | KIAC Partners | 54114 | Kennedy International Airport Cogen | NY | Queens | GEN3 | OP | Natural Gas Fired Combined Cycle | CA | IPP CHP | 3 | 27 | 27.6 | 26.4 | NG | DFO | N | [6 empty] | Y | Y | 27.56 | 26.38 | 27.56 | 26.38 | 1H | 1H | N
50136 | North American Energy Services | 54131 | Fortistar North Tonawanda | NY | Niagara | GEN1 | OP | Natural Gas Fired Combined Cycle | CT | IPP CHP | 3 | 38.3 | 40.8 | 48.5 | NG | DFO | Y | NG | DFO |  |  |  |  | Y | Y | 37.8 | 38.9 | 35.37 | 36.4 | 1H | 1H | Y | Y | Y
13587 | Nissequoque Cogen Partners | 54149 | Stony Brook Cogen Plant | NY | Suffolk | GEN1 | OP | Natural Gas Fired Combustion Turbine | GT | IPP CHP | 3 | 47 | 44.5 | 47.1 | NG | DFO | N | [6 empty] | Y | Y | 42 | 44 | 42 | 44 | 1H | 1H | Y | Y | Y
6738 | Franklin Heating Station | 54224 | Franklin Heating Station | MN | Olmsted | DG6 | SB | Natural Gas Internal Combustion Engine | IC | Commercial CHP | 5 | 2.4 | 2.3 | 2.4 | NG | DFO | Y | NG | DFO |  |  |  |  | Y | Y | 2.2 | 2.2 | 2.35 | 2.35 | 1H | 1H | Y |  | Y
6738 | Franklin Heating Station | 54224 | Franklin Heating Station | MN | Olmsted | DG7 | SB | Natural Gas Internal Combustion Engine | IC | Commercial CHP | 5 | 2.4 | 2.3 | 2.4 | NG | DFO | Y | NG | DFO |  |  |  |  | Y | Y | 2.2 | 2.5 | 2.35 | 2.35 | 1H | 1H | Y |  | Y
6738 | Franklin Heating Station | 54224 | Franklin Heating Station | MN | Olmsted | GEN1 | OP | Natural Gas Steam Turbine | ST | Commercial CHP | 5 | 2.5 | 2 | 2 | NG | DFO | Y | NG | RFO |  |  |  |  | Y | Y | 2 | 2 | 2 | 2 | 1H | 1H | Y |  | Y
6738 | Franklin Heating Station | 54224 | Franklin Heating Station | MN | Olmsted | GEN2 | OP | Natural Gas Steam Turbine | ST | Commercial CHP | 5 | 2.5 | 2 | 2 | NG | DFO | Y | NG | RFO |  |  |  |  | Y | Y | 2 | 2 | 2 | 2 | 1H | 1H | Y |  | Y
6738 | Franklin Heating Station | 54224 | Franklin Heating Station | MN | Olmsted | GEN3 | OP | Natural Gas Steam Turbine | ST | Commercial CHP | 5 | 6.3 | 6.1 | 6.1 | NG | DFO | Y | NG | RFO |  |  |  |  | Y | Y | 6.1 | 6.1 | 6.1 | 6.1 | 1H | 1H | Y |  | Y
7209 | The Gillette Company | 54225 | Gillette SBMC | MA | Suffolk | CTG3 | OP | Natural Gas Fired Combustion Turbine | GT | Industrial CHP | 7 | 7.2 | 7.2 | 7.2 | NG | DFO | N | [6 empty] | Y | Y | 7.2 | 7.6 | 6.2 | 7.2 | 1H | 1H | Y |  | Y
7209 | The Gillette Company | 54225 | Gillette SBMC | MA | Suffolk | TG2 | OP | Natural Gas Steam Turbine | ST | Industrial CHP | 7 | 5 | 5 | 5 | NG | DFO | N | [6 empty] | Y | Y | 5 | 5 | 5 | 5 | 1H | 1H | Y |  | Y
5989 | Erving Paper Mills Inc | 54228 | Erving Paper Mills | MA | Franklin | 2 | OP | Natural Gas Steam Turbine | ST | Industrial CHP | 7 | 0.6 | 0.3 | 0.3 | NG | OTH | N | [6 empty] | Y | Y | 0.6 | 0.6 | 0.6 | 0.6 | 1H | 1H | Y | Y
5989 | Erving Paper Mills Inc | 54228 | Erving Paper Mills | MA | Franklin | 3 | OP | Natural Gas Fired Combustion Turbine | GT | Industrial CHP | 7 | 5.6 | 5.6 | 5.6 | NG | DFO | [7 empty] | Y | Y | 3.7 | 6 | 3.7 | 6 | 1H | 1H | N
14928 | Pfizer Inc | 54236 | Pfizer Groton Plant | CT | New London | GT-1 | OP | Natural Gas Fired Combustion Turbine | GT | Industrial CHP | 7 | 10 | 9.5 | 10.5 | NG | DFO | N | [6 empty] | Y | Y | 9.5 | 10.5 | 9.5 | 10.5 | UNK | UNK | Y |  | Y
14928 | Pfizer Inc | 54236 | Pfizer Groton Plant | CT | New London | TG 3 | OP | Natural Gas Steam Turbine | ST | Industrial CHP | 7 | 10 | 9.4 | 9.4 | NG | DFO | Y | NG | DFO |  |  |  |  | Y | Y | 10 | 10 | 10 | 10 | 6H | 6H | Y |  | Y
14928 | Pfizer Inc | 54236 | Pfizer Groton Plant | CT | New London | TG 4 | OP | Natural Gas Steam Turbine | ST | Industrial CHP | 7 | 10 | 10 | 10 | NG | DFO | Y | NG | DFO |  |  |  |  | Y | Y | 10 | 10 | 10 | 10 | 6H | 6H | Y |  | Y
14928 | Pfizer Inc | 54236 | Pfizer Groton Plant | CT | New London | TG5 | OP | Natural Gas Steam Turbine | ST | Industrial CHP | 7 | 7.5 | 7.5 | 7.5 | NG | DFO | Y | NG | DFO |  |  |  |  | Y | Y | 7.5 | 7.5 | 7.5 | 7.5 | 6H | 6H | Y |  | Y
56652 | DTE Stockton LLC | 54238 | Stockton Biomass | CA | San Joaquin | STG | OP | Wood/Wood Waste Biomass | ST | IPP CHP | 3 | 54 | 45 | 45 | WDS | NG | Y | WDS | NG |  |  |  |  | N
13542 | Newman & Co Inc | 54250 | Newman (PA) | PA | PHILADELPHIA | 001 | OP | Natural Gas Steam Turbine | ST | Industrial CHP | 7 | 1.8 | 1.8 | 1.8 | NG | RFO | N | [6 empty] | Y | Y | 1.8 | 1.8 | 1.8 | 1.8 | 1H | 1H | N
17897 | St Mary's Hospital | 54262 | Saint Marys Hospital Power Plant | MN | Olmsted | 4 | OP | Natural Gas Fired Combined Cycle | CA | Commercial CHP | 5 | 3 | 2.7 | 2.7 | NG |  | N | [6 empty] | Y | Y | 2.7 | 2.7 | 2.7 | 2.7 | 1H | 1H | N
17897 | St Mary's Hospital | 54262 | Saint Marys Hospital Power Plant | MN | Olmsted | 6 | SB | Natural Gas Internal Combustion Engine | IC | Commercial CHP | 5 | 2.7 | 2.7 | 2.7 | NG | DFO | N | [6 empty] | Y | Y | 2.5 | 2.5 | 2.6 | 2.6 | UNK | UNK | Y |  | Y
58835 | Akron Energy Systems LLC | 54265 | Akron Recycle Energy Plant | OH | Summit | 1 | OS | Wood/Wood Waste Biomass | ST | Commercial CHP | 5 | 2 | 2 | 2 | WDS | TDF | Y | WDS | TDF | NG | WO |  |  | Y | Y | 2 | 2 | 2 | 2 | UNK | UNK | Y | Y | Y
58835 | Akron Energy Systems LLC | 54265 | Akron Recycle Energy Plant | OH | Summit | 2 | OS | Wood/Wood Waste Biomass | ST | Commercial CHP | 5 | 2 | 2 | 2 | WDS | TDF | Y | WDS | TDF | NG | WO |  |  | Y | Y | 2 | 2 | 2 | 2 | UNK | UNK | Y | Y | Y
11459 | March Point Cogeneration Co | 54268 | March Point Cogeneration | WA | Skagit | GTG1 | OP | Natural Gas Fired Combustion Turbine | GT | IPP CHP | 3 | 46.6 | 39.6 | 42.1 | NG | DFO | Y | NG | OG | DFO |  |  |  | Y | Y | 39.6 | 42.1 | 39.6 | 41 | 24H | 24H | Y |  | Y
11459 | March Point Cogeneration Co | 54268 | March Point Cogeneration | WA | Skagit | GTG2 | OP | Natural Gas Fired Combustion Turbine | GT | IPP CHP | 3 | 46.6 | 40 | 42.7 | NG | DFO | Y | NG | OG | DFO |  |  |  | Y | Y | 40 | 42.7 | 40 | 41 | 24H | 24H | Y |  | Y
11459 | March Point Cogeneration Co | 54268 | March Point Cogeneration | WA | Skagit | GTG3 | OP | Natural Gas Fired Combustion Turbine | GT | IPP CHP | 3 | 46.6 | 40.6 | 43.4 | NG | DFO | Y | NG | OG | DFO |  |  |  | Y | Y | 40.6 | 43.4 | 40.6 | 41 | 24H | 24H | Y |  | Y
16553 | Saguaro Power Co | 54271 | Saguaro Power | NV | Clark | CTG1 | OP | Natural Gas Fired Combined Cycle | CT | IPP CHP | 3 | 45.1 | 36 | 38 | NG | DFO | Y | NG | DFO |  |  |  |  | Y | Y | 36 | 38 | 36 | 35 | 1H | 1H | Y |  | Y
16553 | Saguaro Power Co | 54271 | Saguaro Power | NV | Clark | CTG2 | OP | Natural Gas Fired Combined Cycle | CT | IPP CHP | 3 | 45.1 | 36 | 38 | NG | DFO | Y | NG | DFO |  |  |  |  | Y | Y | 36 | 38 | 36 | 35 | 1H | 1H | Y |  | Y
30067 | Rolls Royce Corp | 54286 | Rolls Royce | IN | Marion | N8OT | OP | Landfill Gas | GT | Industrial CHP | 7 | 5 | 4 | 4.5 | LFG | NG | Y | LFG | NG |  |  |  |  | N
772 | Archer Daniels Midland Co | 54316 | Archer Daniels Midland Southport | NC | Brunswick | GEN1 | SB | Natural Gas Fired Combustion Turbine | GT | Industrial CHP | 7 | 18 | 15 | 18 | NG | DFO | N | [6 empty] | Y | Y | 12 | 15 | 12 | 15 | 1H | 1H | Y | Y | Y | Y
772 | Archer Daniels Midland Co | 54316 | Archer Daniels Midland Southport | NC | Brunswick | GEN2 | SB | Natural Gas Fired Combustion Turbine | GT | Industrial CHP | 7 | 17.5 | 15 | 17.5 | NG | DFO | N | [6 empty] | Y | Y | 12 | 15 | 12 | 15 | 1H | 1H | Y | Y | Y | Y
772 | Archer Daniels Midland Co | 54316 | Archer Daniels Midland Southport | NC | Brunswick | GEN3 | SB | Natural Gas Fired Combustion Turbine | GT | Industrial CHP | 7 | 17 | 15 | 17 | NG | DFO | N | [6 empty] | Y | Y | 12 | 15 | 12 | 15 | 1H | 1H | Y | Y | Y | Y
7375 | Goodyear Tire & Rubber Co | 54321 | Goodyear Beaumont Chemical Plant | TX | Jefferson | 3N80 | OP | Natural Gas Steam Turbine | ST | Industrial CHP | 7 | 14.8 | 13 | 13.5 | NG | WO | Y | NG | WO |  |  |  |  | N
27770 | Ocean State Power II | 54324 | Ocean State Power II | RI | Providence | GEN1 | OP | Natural Gas Fired Combined Cycle | CT | IPP Non-CHP | 2 | 82.8 | 71.2 | 77.8 | NG | DFO | Y | NG | DFO |  |  |  |  | Y | Y | 75 | 82 | 75 | 82 | 1H | 1H | Y | Y | Y
27770 | Ocean State Power II | 54324 | Ocean State Power II | RI | Providence | GEN2 | OP | Natural Gas Fired Combined Cycle | CT | IPP Non-CHP | 2 | 82.8 | 71.2 | 77.8 | NG | DFO | Y | NG | DFO |  |  |  |  | Y | Y | 75 | 82 | 75 | 82 | 1H | 1H | Y | Y | Y
2468 | Bucknell University | 54333 | Bucknell University | PA | Union | G001 | OP | Natural Gas Fired Combined Cycle | CT | Commercial CHP | 5 | 4.7 | 4.3 | 5.5 | NG | DFO | N | [6 empty] | Y | Y | 4.3 | 5.5 | 4.3 | 5.5 | 1H | 1H | Y |  | Y
2468 | Bucknell University | 54333 | Bucknell University | PA | Union | G502 | OP | Natural Gas Fired Combined Cycle | CA | Commercial CHP | 5 | 1.2 | 0.5 | 1.2 | NG | DFO | N | [6 empty] | Y | Y | 1.2 | 1.2 | 1.2 | 1.2 | 1H | 1H | Y |  | Y
12986 | Morton Salt Inc | 54335 | Morton Salt Rittman | OH | Wayne | GEN2 | OP | Conventional Steam Coal | ST | Industrial CHP | 7 | 2.5 | 2.5 | 2.5 | BIT | NG | Y | BIT | NG |  |  |  |  | N
16098 | Rio Grande Valley Sugar Growers, Inc. | 54338 | Rio Grande Valley Sugar Growers | TX | Hidalgo | GENA | OP | Other Waste Biomass | ST | Industrial CHP | 7 | 2.5 | 2.5 | 2.5 | AB | NG | Y | AB | NG |  |  |  |  | N
16098 | Rio Grande Valley Sugar Growers, Inc. | 54338 | Rio Grande Valley Sugar Growers | TX | Hidalgo | GENB | OP | Other Waste Biomass | ST | Industrial CHP | 7 | 2.5 | 2.5 | 2.5 | AB | NG | Y | AB | NG |  |  |  |  | N
16098 | Rio Grande Valley Sugar Growers, Inc. | 54338 | Rio Grande Valley Sugar Growers | TX | Hidalgo | GENC | OP | Other Waste Biomass | ST | Industrial CHP | 7 | 2.5 | 2.5 | 2.5 | AB | NG | Y | AB | NG |  |  |  |  | N
16098 | Rio Grande Valley Sugar Growers, Inc. | 54338 | Rio Grande Valley Sugar Growers | TX | Hidalgo | GEND | OP | Other Waste Biomass | ST | Industrial CHP | 7 | 16 | 10 | 10 | AB | NG | Y | AB | NG |  |  |  |  | N
9353 | International Paper Co-Augusta | 54358 | International Paper Augusta Mill | GA | Richmond | 1 | OP | Wood/Wood Waste Biomass | ST | Industrial CHP | 7 | 27 | 25.3 | 25.4 | BLQ | NG | Y | BIT | NG | BLQ | WDS |  |  | N
9353 | International Paper Co-Augusta | 54358 | International Paper Augusta Mill | GA | Richmond | 2 | OP | Wood/Wood Waste Biomass | ST | Industrial CHP | 7 | 39 | 36.5 | 36.7 | BLQ | NG | Y | BIT | NG | BLQ | WDS |  |  | N
9353 | International Paper Co-Augusta | 54358 | International Paper Augusta Mill | GA | Richmond | 3 | OP | Wood/Wood Waste Biomass | ST | Industrial CHP | 7 | 18.7 | 17.5 | 17.6 | BLQ | NG | Y | BIT | NG | BLQ | WDS |  |  | N
60194 | Fuyao Glass Illinois, Inc | 54360 | PPG Industries Works 14 | IL | MACON | PORT | SB | Petroleum Liquids | IC | Industrial Non-CHP | 6 | 0.7 | 0.7 | 0.7 | DFO |  | N | DFO | [5 empty] | Y | Y | 0.7 | 0.7 | 0.7 | 0.7 | 6H | 6H | Y | Y | Y
60194 | Fuyao Glass Illinois, Inc | 54360 | PPG Industries Works 14 | IL | MACON | TK1 | SB | Petroleum Liquids | IC | Industrial Non-CHP | 6 | 2 | 2 | 2 | DFO |  | N | DFO | [5 empty] | Y | Y | 2 | 2 | 2 | 2 | 6H | 6H | Y | Y | Y
22208 | University of Colorado | 54372 | University of Colorado | CO | Boulder | GT1 | OP | Natural Gas Fired Combined Cycle | CT | Commercial CHP | 5 | 16 | 15 | 16 | NG | DFO | N | [6 empty] | Y | N | 15 | 15 | 15 | 15 | 1H | 6H | Y |  | Y
22208 | University of Colorado | 54372 | University of Colorado | CO | Boulder | GT2 | OP | Natural Gas Fired Combined Cycle | CT | Commercial CHP | 5 | 16 | 15 | 16 | NG | DFO | N | [6 empty] | Y | N | 15 | 15 | 15 | 15 | 1H | 6H | Y |  | Y
18028 | State of Wisconsin | 54407 | Waupun Correctional Central Heating Plt | WI | Dodge | 1 | OP | Natural Gas Steam Turbine | ST | Commercial CHP | 5 | 1 | 0.2 | 0.3 | NG | DFO | Y | BIT | NG | DFO | WDS |  |  | N | N
18028 | State of Wisconsin | 54407 | Waupun Correctional Central Heating Plt | WI | Dodge | 2 | OP | Natural Gas Steam Turbine | ST | Commercial CHP | 5 | 1 | 0.5 | 0.8 | NG | DFO | Y | BIT | NG | DFO | WDS |  |  | Y | N | 0.5 | 0.5 | 0.5 | 0.5 | 24H | 24H | Y | Y
58945 | EthosEnergy Power Plant Services | 54423 | Quantum Lake Power LP | FL | Lake | GT1 | OP | Natural Gas Fired Combined Cycle | CT | IPP CHP | 3 | 48.8 | 48.5 | 48.5 | NG | DFO | N | [6 empty] | Y | Y | 48.5 | 48.5 | 48.5 | 48.5 | 1H | 1H | Y | Y | Y
58945 | EthosEnergy Power Plant Services | 54423 | Quantum Lake Power LP | FL | Lake | GT2 | OP | Natural Gas Fired Combined Cycle | CT | IPP CHP | 3 | 58.9 | 48.5 | 48.5 | NG | DFO | N | [6 empty] | Y | Y | 48.5 | 48.5 | 48.5 | 48.5 | 1H | 1H | Y | Y | Y
58945 | EthosEnergy Power Plant Services | 54424 | Quantum Pasco Power LP | FL | Pasco | GT1 | OP | Natural Gas Fired Combined Cycle | CT | IPP CHP | 3 | 57.4 | 48.5 | 48.5 | NG | DFO | N | [6 empty] | Y | Y | 48.8 | 48.8 | 48.8 | 48.8 | 1H | 1H | Y | Y | Y
58945 | EthosEnergy Power Plant Services | 54424 | Quantum Pasco Power LP | FL | Pasco | GT2 | OP | Natural Gas Fired Combined Cycle | CT | IPP CHP | 3 | 57.4 | 48.5 | 48.5 | NG | DFO | N | [6 empty] | Y | Y | 48.8 | 48.8 | 48.8 | 48.8 | 1H | 1H | Y | Y | Y
49901 | Northern Star Generation Services Co LLC | 54426 | Mulberry Cogeneration Facility | FL | Polk | GT1 | OP | Natural Gas Fired Combined Cycle | CT | IPP CHP | 3 | 82 | 76 | 80 | NG | DFO | Y | DFO | [5 empty] | Y | Y | 78 | 95 | 78 | 95 | 1H | 1H | Y | Y | Y
7043 | Temple-Inland Corp | 54427 | Gaylord Container Bogalusa | LA | Washington | NO10 | OP | Wood/Wood Waste Biomass | ST | Industrial CHP | 7 | 37 | 34.4 | 34.8 | WDS | BLQ | Y | NG | WDS |  |  |  |  | N | N
7043 | Temple-Inland Corp | 54427 | Gaylord Container Bogalusa | LA | Washington | NO8 | OP | Wood/Wood Waste Biomass | ST | Industrial CHP | 7 | 25 | 22.5 | 23.5 | WDS | BLQ | Y | NG | WDS |  |  |  |  | N | N
7043 | Temple-Inland Corp | 54427 | Gaylord Container Bogalusa | LA | Washington | NO9 | OP | Wood/Wood Waste Biomass | ST | Industrial CHP | 7 | 37.5 | 34.9 | 35.3 | WDS | BLQ | Y | NG | WDS |  |  |  |  | N | N
38215 | Phillips 66 - Los Angeles | 54451 | Los Angeles Refinery Wilmington | CA | Los Angeles | G2 | OP | Other Gases | GT | Industrial CHP | 7 | 58.5 | 45 | 48 | OG | NG | Y | OG | NG |  |  |  |  | N | N
16024 | Riverwood Intl USA Inc | 54464 | Riverwood International Macon Mill | GA | Bibb | 0001 | OP | Wood/Wood Waste Biomass | ST | Industrial CHP | 7 | 7.5 | 9 | 9 | BLQ | WDS | Y | BLQ | WDS | BIT | WO | NG |  | Y | Y | 9 | 9 | 0 | 0 | UNK | UNK | Y | Y | Y
16024 | Riverwood Intl USA Inc | 54464 | Riverwood International Macon Mill | GA | Bibb | 0002 | OP | Wood/Wood Waste Biomass | ST | Industrial CHP | 7 | 5 | 4.7 | 4.7 | BLQ | WDS | Y | BLQ | WDS | BIT | WO | NG |  | Y | Y | 4.7 | 4.7 | 0 | 0 | UNK | UNK | Y | Y | Y
16024 | Riverwood Intl USA Inc | 54464 | Riverwood International Macon Mill | GA | Bibb | 0003 | OP | Wood/Wood Waste Biomass | ST | Industrial CHP | 7 | 5 | 4.7 | 4.7 | BLQ | WDS | Y | BLQ | WDS | BIT | WO | NG |  | Y | Y | 4.7 | 4.7 | 0 | 0 | UNK | UNK | Y | Y | Y
16024 | Riverwood Intl USA Inc | 54464 | Riverwood International Macon Mill | GA | Bibb | 0004 | OP | Wood/Wood Waste Biomass | ST | Industrial CHP | 7 | 15.9 | 21.6 | 21.6 | BLQ | WDS | Y | BLQ | WDS | BIT | WO | NG |  | Y | Y | 21.6 | 21.6 | 0 | 0 | UNK | UNK | Y | Y | Y
16024 | Riverwood Intl USA Inc | 54464 | Riverwood International Macon Mill | GA | Bibb | 0005 | OP | Wood/Wood Waste Biomass | ST | Industrial CHP | 7 | 40 | 39.5 | 39.5 | WDS | NG | Y | WDS |  |  | NG |  |  | N
6831 | Ft Worth City of | 54520 | Village Creek Water Reclamation Facility | TX | Tarrant | TG1 | OP | Other Waste Biomass | GT | Commercial Non-CHP | 4 | 5.3 | 4.2 | 5.3 | OBG | LFG | Y | OBG | LFG | NG |  |  |  | N | N
6831 | Ft Worth City of | 54520 | Village Creek Water Reclamation Facility | TX | Tarrant | TG2 | OP | Other Waste Biomass | GT | Commercial Non-CHP | 4 | 5.3 | 4.2 | 5.3 | OBG | LFG | Y | OBG | LFG | NG |  |  |  | N | N
20541 | Wheelabrator Environmental Systems | 54529 | Wheelabrator Ridge Energy | FL | Polk | 0001 | OP | Wood/Wood Waste Biomass | ST | IPP Non-CHP | 2 | 45.5 | 47.1 | 47.1 | WDS | TDF | Y | WDS | TDF | LFG |  |  |  | N
17604 | Southern Minnesota Beet Sugar | 54533 | Southern Minnesota Beet Sugar | MN | Renville | 0001 | OP | Natural Gas Steam Turbine | ST | Industrial CHP | 7 | 7.5 | 7.5 | 7.5 | NG | RFO | Y | SUB | RFO | NG |  |  |  | Y | Y | 7.5 | 7.5 | 7.5 | 7.5 | 1H | 1H | Y |  | Y | Y
15500 | Puget Sound Energy Inc | 54537 | Ferndale Generating Station | WA | Whatcom | CT1A | OP | Natural Gas Fired Combined Cycle | CT | Electric Utility | 1 | 95.9 | 86 | 94 | NG | DFO | Y | NG | DFO |  |  |  |  | Y | Y | 86 | 94 | 84.7 | 92.3 | 1H | 1H | N
15500 | Puget Sound Energy Inc | 54537 | Ferndale Generating Station | WA | Whatcom | CT1B | OP | Natural Gas Fired Combined Cycle | CT | Electric Utility | 1 | 95.9 | 86 | 94 | NG | DFO | Y | NG | DFO |  |  |  |  | Y | Y | 86 | 94 | 84.7 | 92.3 | 1H | 1H | N
13994 | Oglethorpe Power Corporation | 54538 | Hartwell Energy Facility | GA | Hart | MAG1 | OP | Natural Gas Fired Combustion Turbine | GT | Electric Utility | 1 | 180 | 149.5 | 174 | NG | DFO | N | [6 empty] | Y | Y | 150.96 | 174 | 150.96 | 174 | 1H | 1H | Y | Y
13994 | Oglethorpe Power Corporation | 54538 | Hartwell Energy Facility | GA | Hart | MAG2 | OP | Natural Gas Fired Combustion Turbine | GT | Electric Utility | 1 | 180 | 144.2 | 174 | NG | DFO | N | [6 empty] | Y | Y | 150.87 | 174 | 150.87 | 174 | 1H | 1H | Y | Y
11169 | Longview Fibre Co | 54562 | Longview Fibre | WA | Cowlitz | 4 | OP | Wood/Wood Waste Biomass | ST | Industrial CHP | 7 | 10 | 10 | 10 | BLQ | WDS | Y | WDS | NG | OBL |  |  |  | N | N
11169 | Longview Fibre Co | 54562 | Longview Fibre | WA | Cowlitz | 6 | OP | Wood/Wood Waste Biomass | ST | Industrial CHP | 7 | 20 | 22 | 22 | BLQ | WDS | Y | WDS | NG | OBL |  |  |  | N | N
11169 | Longview Fibre Co | 54562 | Longview Fibre | WA | Cowlitz | 7 | OP | Wood/Wood Waste Biomass | ST | Industrial CHP | 7 | 25 | 25 | 25 | BLQ | WDS | Y | WDS | NG | OBL |  |  |  | N | N
13943 | Ocean County Utilities Auth | 54569 | Bayville Central Facility | NJ | Ocean | COG1 | OP | Other Waste Biomass | IC | Commercial CHP | 5 | 0.3 | 0.3 | 0.3 | OBG | NG | Y | OBG | NG
13943 | Ocean County Utilities Auth | 54569 | Bayville Central Facility | NJ | Ocean | COG2 | OP | Other Waste Biomass | IC | Commercial CHP | 5 | 0.3 | 0.3 | 0.3 | OBG | NG | Y | OBG | NG
13943 | Ocean County Utilities Auth | 54569 | Bayville Central Facility | NJ | Ocean | COG3 | OP | Other Waste Biomass | IC | Commercial CHP | 5 | 0.3 | 0.3 | 0.3 | OBG | NG | Y | OBG | NG
56171 | Bicent Power | 54586 | Tanner Street Generation | MA | Middlesex | TRENT | OP | Natural Gas Fired Combined Cycle | CT | IPP Non-CHP | 2 | 57.9 | 58 | 58 | NG | DFO | N | [6 empty] | Y | Y | 58 | 58 | 58 | 58 | 1H | 1H | Y |  | Y
56171 | Bicent Power | 54586 | Tanner Street Generation | MA | Middlesex | VAX | OP | Natural Gas Fired Combined Cycle | CA | IPP Non-CHP | 2 | 27.1 | 17 | 19 | NG | DFO | N | [6 empty] | Y | Y | 17 | 19 | 17 | 19 | 1H | 1H | Y |  | Y
15253 | Power City Partners LP | 54592 | Massena Energy Facility | NY | St Lawrence | GEN1 | OP | Natural Gas Fired Combined Cycle | CT | IPP Non-CHP | 2 | 66.5 | 46 | 56 | NG | DFO | N | [6 empty] | Y | Y | 46 | 59 | 46 | 59 | 1H | 1H | Y |  | Y
56478 | University of Michigan NCampus Research | 54604 | Warner Lambert | MI | WASHTENAW | 5164 | OP | Natural Gas Fired Combustion Turbine | GT | Commercial CHP | 5 | 3 | 2.8 | 3.2 | NG | DFO | N | [6 empty] | Y | Y | 2.6 | 3.5 | 2.6 | 3.5 | 1H | 1H | Y | Y
21621 | United Technologies | 54605 | Pratt & Whitney | CT | Hartford | FT-8 | OA | Natural Gas Fired Combustion Turbine | GT | Industrial CHP | 7 | 25.8 | 28 | 31 | NG | DFO | N | [6 empty] | Y | Y | 28 | 31 | 27 | 27 | 1H | 1H | Y | Y | Y
20838 | Win-Sam Inc | 54606 | University of Texas at San Antonio | TX | Bexar | GEN1 | OS | Natural Gas Internal Combustion Engine | IC | Commercial CHP | 5 | 3.4 | 3.3 | 3.4 | NG | DFO | Y | NG | DFO |  |  |  |  | N
21622 | The University of Texas at Dallas | 54607 | University of Texas at Dallas | TX | Collin | GEN1 | SB | Natural Gas Internal Combustion Engine | IC | Commercial CHP | 5 | 3.5 | 3.5 | 3.5 | NG | DFO | Y | NG | DFO |  |  |  |  | N | N |  |  |  |  | UNK
4417 | Ingredion Inc - Winston Salem | 54618 | Ingredion Winston Salem | NC | Forsyth | 7500 | OP | Wood/Wood Waste Biomass | ST | Industrial CHP | 7 | 7.5 | 6.6 | 6.6 | WDS | BIT | Y | WDS | BIT |  |  |  |  | N
4417 | Ingredion Inc - Winston Salem | 54618 | Ingredion Winston Salem | NC | Forsyth | 900 | OP | Wood/Wood Waste Biomass | ST | Industrial CHP | 7 | 0.9 | 0.4 | 0.5 | WDS | BIT | Y | WDS | BIT |  |  |  |  | N
12411 | Miami Dade Water & Sewer Dept | 54624 | South District Wastewater Treatment Plt | FL | Miami Dade | 1A | OP | Other Waste Biomass | IC | Commercial CHP | 5 | 2 | 2 | 2 | OBG | NG | Y | OBG | NG | LFG |  |  |  | N | N
12411 | Miami Dade Water & Sewer Dept | 54624 | South District Wastewater Treatment Plt | FL | Miami Dade | 2A | OP | Other Waste Biomass | IC | Commercial CHP | 5 | 2 | 2 | 2 | OBG | NG | Y | OBG | NG | LFG |  |  |  | N | N
12411 | Miami Dade Water & Sewer Dept | 54624 | South District Wastewater Treatment Plt | FL | Miami Dade | 3A | OP | Other Waste Biomass | IC | Commercial CHP | 5 | 2 | 2 | 2 | OBG | NG | Y | OBG | NG | LFG |  |  |  | N | N
12411 | Miami Dade Water & Sewer Dept | 54624 | South District Wastewater Treatment Plt | FL | Miami Dade | 4A | OP | Other Waste Biomass | IC | Commercial CHP | 5 | 2 | 2 | 2 | OBG | NG | Y | OBG | NG | LFG |  |  |  | N
13060 | Mt Poso Cogeneration Co | 54626 | Mt Poso Cogeneration | CA | Kern | TG01 | OP | Wood/Wood Waste Biomass | ST | IPP CHP | 3 | 62 | 42.4 | 42.4 | WDS | NG | Y | WDS | NG |  |  |  |  | N
13492 | New Hope Power Company | 54627 | Okeelanta Cogeneration | FL | Palm Beach | GEN1 | OP | Other Waste Biomass | ST | IPP CHP | 3 | 74.9 | 74.9 | 74.9 | AB | WDS | Y | AB | DFO | NG | WDS |  |  | N
13492 | New Hope Power Company | 54627 | Okeelanta Cogeneration | FL | Palm Beach | GEN2 | OP | Other Waste Biomass | ST | IPP CHP | 3 | 54 | 30 | 30 | AB | WDS | Y | AB | DFO | NG | WDS |  |  | N
56137 | Domtar LLC | 54638 | Johnsonburg Mill | PA | Elk | PT1 | OP | Wood/Wood Waste Biomass | ST | Industrial CHP | 7 | 54 | 49 | 49 | BLQ | BIT | Y | BLQ | BIT | NG | DFO |  |  | N
56160 | NAEA Operating Company LLC | 54640 | NAEA Lakewood LLC | NJ | Ocean | GEN1 | SB | Natural Gas Fired Combined Cycle | CT | IPP Non-CHP | 2 | 77.9 | 77.2 | 84.9 | NG | DFO | N | [6 empty] | Y | Y | 69.2 | 92 | 69.2 | 83 | 1H | 1H | Y |  | Y
56160 | NAEA Operating Company LLC | 54640 | NAEA Lakewood LLC | NJ | Ocean | GEN2 | SB | Natural Gas Fired Combined Cycle | CT | IPP Non-CHP | 2 | 77.9 | 76.2 | 83.9 | NG | DFO | N | [6 empty] | Y | Y | 69.2 | 92 | 69.2 | 83 | 1H | 1H | Y |  | Y
56160 | NAEA Operating Company LLC | 54640 | NAEA Lakewood LLC | NJ | Ocean | GEN3 | SB | Natural Gas Fired Combined Cycle | CA | IPP Non-CHP | 2 | 81 | 79.7 | 82.2 | NG | DFO | N | [6 empty] | Y | Y | 79.7 | 270 | 79.7 | 256 | UNK | UNK | Y |  | Y
9210 | International Paper Co-Riegelwood | 54656 | International Paper Riegelwood Mill | NC | Columbus | NO 1 | OP | Wood/Wood Waste Biomass | ST | Industrial CHP | 7 | 7.5 | 7.8 | 8.3 | BLQ | NG | Y | BLQ | WDS | RFO | NG |  |  | Y | Y | 7.5 | 7.5 | 7.5 | 7.5 | UNK | UNK | N
9210 | International Paper Co-Riegelwood | 54656 | International Paper Riegelwood Mill | NC | Columbus | NO 2 | OP | Wood/Wood Waste Biomass | ST | Industrial CHP | 7 | 10 | 8.3 | 8.7 | BLQ | NG | Y | BLQ | WDS | RFO | NG |  |  | Y | Y | 8 | 8 | 8 | 8 | UNK | UNK | N
9210 | International Paper Co-Riegelwood | 54656 | International Paper Riegelwood Mill | NC | Columbus | NO3 | OP | Wood/Wood Waste Biomass | ST | Industrial CHP | 7 | 44 | 44.5 | 40.7 | BLQ | NG | Y | BLQ | WDS | RFO | NG |  |  | Y | Y | 40 | 40 | 40 | 40 | UNK | UNK | N
8927 | Hunterdon Cogeneration LP | 54707 | Hunterdon Cogen Facility | NJ | Hunterdon | 1 | SB | Natural Gas Fired Combustion Turbine | GT | Commercial CHP | 5 | 4.1 | 4.1 | 4.1 | NG | DFO | N | [6 empty] | Y | Y | 4.1 | 4.1 | 4.1 | 4.1 | 1H | 1H | Y |  | Y
14989 | Freeport McMoRan Inc | 54734 | Freeport McMoRan | NM | Grant | 1 | SB | Petroleum Liquids | IC | Industrial Non-CHP | 6 | 3 | 2.9 | 2.9 | DFO | NG | N | [6 empty] | Y | Y | 2.5 | 2.5 | 2.5 | 2.5 | UNK | UNK | Y |  | Y
14989 | Freeport McMoRan Inc | 54734 | Freeport McMoRan | NM | Grant | 10 | OS | Petroleum Liquids | IC | Industrial Non-CHP | 6 | 3 | 2.9 | 2.9 | DFO | NG | N | [6 empty] | Y | Y | 2.5 | 2.5 | 2.5 | 2.5 | UNK | UNK | Y |  | Y
14989 | Freeport McMoRan Inc | 54734 | Freeport McMoRan | NM | Grant | 11 | SB | Petroleum Liquids | IC | Industrial Non-CHP | 6 | 3 | 2.9 | 2.9 | DFO | NG | N | [6 empty] | Y | Y | 2.5 | 2.5 | 2.5 | 2.5 | UNK | UNK | Y |  | Y
14989 | Freeport McMoRan Inc | 54734 | Freeport McMoRan | NM | Grant | 12 | SB | Petroleum Liquids | IC | Industrial Non-CHP | 6 | 3 | 2.9 | 2.9 | DFO | NG | N | [6 empty] | Y | Y | 2.5 | 2.5 | 2.5 | 2.5 | UNK | UNK | Y |  | Y
14989 | Freeport McMoRan Inc | 54734 | Freeport McMoRan | NM | Grant | 13 | SB | Petroleum Liquids | IC | Industrial Non-CHP | 6 | 3 | 2.9 | 2.9 | DFO | NG | N | [6 empty] | Y | Y | 2.5 | 2.5 | 2.5 | 2.5 | UNK | UNK | Y |  | Y
14989 | Freeport McMoRan Inc | 54734 | Freeport McMoRan | NM | Grant | 14 | SB | Petroleum Liquids | IC | Industrial Non-CHP | 6 | 3 | 2.9 | 2.9 | DFO | NG | N | [6 empty] | Y | Y | 2.5 | 2.5 | 2.5 | 2.5 | UNK | UNK | Y |  | Y
14989 | Freeport McMoRan Inc | 54734 | Freeport McMoRan | NM | Grant | 15 | SB | Petroleum Liquids | IC | Industrial Non-CHP | 6 | 3.1 | 2.9 | 2.9 | DFO | NG | N | [6 empty] | Y | Y | 2.5 | 2.5 | 2.5 | 2.5 | UNK | UNK | Y |  | Y
14989 | Freeport McMoRan Inc | 54734 | Freeport McMoRan | NM | Grant | 2 | OS | Petroleum Liquids | IC | Industrial Non-CHP | 6 | 3 | 2.9 | 2.9 | DFO | NG | N | [6 empty] | Y | Y | 2.5 | 2.5 | 2.5 | 2.5 | UNK | UNK | Y |  | Y
14989 | Freeport McMoRan Inc | 54734 | Freeport McMoRan | NM | Grant | 3 | SB | Petroleum Liquids | IC | Industrial Non-CHP | 6 | 3.1 | 2.9 | 2.9 | DFO | NG | N | [6 empty] | Y | Y | 2.5 | 2.5 | 2.5 | 2.5 | UNK | UNK | Y |  | Y
14989 | Freeport McMoRan Inc | 54734 | Freeport McMoRan | NM | Grant | 4 | SB | Petroleum Liquids | IC | Industrial Non-CHP | 6 | 3.1 | 2.9 | 2.9 | DFO | NG | N | [6 empty] | Y | Y | 2.5 | 2.5 | 2.5 | 2.5 | UNK | UNK | Y |  | Y
14989 | Freeport McMoRan Inc | 54734 | Freeport McMoRan | NM | Grant | 5 | OS | Petroleum Liquids | IC | Industrial Non-CHP | 6 | 3 | 2.9 | 2.9 | DFO | NG | N | [6 empty] | Y | Y | 2.5 | 2.5 | 2.5 | 2.5 | UNK | UNK | Y |  | Y
14989 | Freeport McMoRan Inc | 54734 | Freeport McMoRan | NM | Grant | 6 | OS | Petroleum Liquids | IC | Industrial Non-CHP | 6 | 3 | 2.9 | 2.9 | DFO | NG | N | [6 empty] | Y | Y | 2.5 | 2.5 | 2.5 | 2.5 | UNK | UNK | Y |  | Y
14989 | Freeport McMoRan Inc | 54734 | Freeport McMoRan | NM | Grant | 7 | SB | Petroleum Liquids | IC | Industrial Non-CHP | 6 | 3.1 | 2.9 | 2.9 | DFO | NG | N | [6 empty] | Y | Y | 2.5 | 2.5 | 2.5 | 2.5 | UNK | UNK | Y |  | Y
14989 | Freeport McMoRan Inc | 54734 | Freeport McMoRan | NM | Grant | 8 | SB | Petroleum Liquids | IC | Industrial Non-CHP | 6 | 3 | 2.9 | 2.9 | DFO | NG | N | [6 empty] | Y | Y | 2.5 | 2.5 | 2.5 | 2.5 | UNK | UNK | Y |  | Y
14989 | Freeport McMoRan Inc | 54734 | Freeport McMoRan | NM | Grant | 9 | OS | Petroleum Liquids | IC | Industrial Non-CHP | 6 | 3 | 2.9 | 2.9 | DFO | NG | N | [6 empty] | Y | Y | 2.5 | 2.5 | 2.5 | 2.5 | UNK | UNK | Y |  | Y
3836 | CMS Generation Operating LLC | 54751 | Genesee Power Station LP | MI | Genesee | GEN1 | OP | Wood/Wood Waste Biomass | ST | IPP Non-CHP | 2 | 39.5 | 35 | 35 | WDS | TDF | Y | WDS | TDF |  |  |  |  | N
56291 | International Paper Co. | 54752 | Weyerhaeuser Pine Hill Operations | AL | Wilcox | NO1 | OP | Wood/Wood Waste Biomass | ST | Industrial CHP | 7 | 40 | 40 | 40 | WDS | NG | Y | NG | WDS |  |  |  |  | N | N
56291 | International Paper Co. | 54752 | Weyerhaeuser Pine Hill Operations | AL | Wilcox | NO2 | OP | Wood/Wood Waste Biomass | ST | Industrial CHP | 7 | 37.4 | 34.8 | 35.1 | BLQ | RFO | Y | NG | BLQ | RFO |  |  |  | N | N | 6 |  | 20
59976 | WestRock Mill Company, LLC | 54763 | Rock-Tenn Mill | AL | Marengo | 2TG | OP | Wood/Wood Waste Biomass | ST | Industrial CHP | 7 | 12.5 | 8.6 | 10.8 | BLQ | WDS | Y | DFO | BIT | NG |  |  |  | N
5178 | Dinwiddie Power Inc | 54766 | Boydton Plank Road Cogen Plant | VA | Dinwiddie | GEN1 | OP | Petroleum Liquids | IC | IPP Non-CHP | 2 | 0.3 | 0.3 | 0.3 | WO | DFO | Y | DFO | WO | NG |  |  |  | N
5178 | Dinwiddie Power Inc | 54766 | Boydton Plank Road Cogen Plant | VA | Dinwiddie | GEN10 | OP | Petroleum Liquids | IC | IPP Non-CHP | 2 | 0.3 | 0.3 | 0.3 | WO | DFO | Y | DFO | WO | NG |  |  |  | N
5178 | Dinwiddie Power Inc | 54766 | Boydton Plank Road Cogen Plant | VA | Dinwiddie | GEN11 | OP | Petroleum Liquids | IC | IPP Non-CHP | 2 | 0.3 | 0.3 | 0.3 | WO | DFO | Y | DFO | WO | NG |  |  |  | N
5178 | Dinwiddie Power Inc | 54766 | Boydton Plank Road Cogen Plant | VA | Dinwiddie | GEN12 | OP | Petroleum Liquids | IC | IPP Non-CHP | 2 | 0.3 | 0.3 | 0.3 | WO | DFO | Y | DFO | WO | NG |  |  |  | N
5178 | Dinwiddie Power Inc | 54766 | Boydton Plank Road Cogen Plant | VA | Dinwiddie | GEN13 | OP | Petroleum Liquids | IC | IPP Non-CHP | 2 | 0.3 | 0.3 | 0.3 | WO | DFO | Y | DFO | WO | NG |  |  |  | N
5178 | Dinwiddie Power Inc | 54766 | Boydton Plank Road Cogen Plant | VA | Dinwiddie | GEN14 | OP | Petroleum Liquids | IC | IPP Non-CHP | 2 | 0.3 | 0.3 | 0.3 | WO | DFO | Y | DFO | WO | NG |  |  |  | N
5178 | Dinwiddie Power Inc | 54766 | Boydton Plank Road Cogen Plant | VA | Dinwiddie | GEN15 | OP | Petroleum Liquids | IC | IPP Non-CHP | 2 | 0.3 | 0.3 | 0.3 | WO | DFO | Y | DFO | WO | NG |  |  |  | N
5178 | Dinwiddie Power Inc | 54766 | Boydton Plank Road Cogen Plant | VA | Dinwiddie | GEN16 | OP | Petroleum Liquids | IC | IPP Non-CHP | 2 | 0.3 | 0.3 | 0.3 | WO | DFO | Y | DFO | WO | NG |  |  |  | N
5178 | Dinwiddie Power Inc | 54766 | Boydton Plank Road Cogen Plant | VA | Dinwiddie | GEN17 | OP | Petroleum Liquids | IC | IPP Non-CHP | 2 | 0.3 | 0.3 | 0.3 | WO | DFO | Y | DFO | WO | NG |  |  |  | N
5178 | Dinwiddie Power Inc | 54766 | Boydton Plank Road Cogen Plant | VA | Dinwiddie | GEN18 | OP | Petroleum Liquids | IC | IPP Non-CHP | 2 | 0.3 | 0.3 | 0.3 | WO | DFO | Y | DFO | WO | NG |  |  |  | N
5178 | Dinwiddie Power Inc | 54766 | Boydton Plank Road Cogen Plant | VA | Dinwiddie | GEN19 | OP | Petroleum Liquids | IC | IPP Non-CHP | 2 | 0.3 | 0.3 | 0.3 | WO | DFO | Y | DFO | WO | NG |  |  |  | N
5178 | Dinwiddie Power Inc | 54766 | Boydton Plank Road Cogen Plant | VA | Dinwiddie | GEN2 | OP | Petroleum Liquids | IC | IPP Non-CHP | 2 | 0.3 | 0.3 | 0.3 | WO | DFO | Y | DFO | WO | NG |  |  |  | N
5178 | Dinwiddie Power Inc | 54766 | Boydton Plank Road Cogen Plant | VA | Dinwiddie | GEN20 | OP | Petroleum Liquids | IC | IPP Non-CHP | 2 | 0.3 | 0.3 | 0.3 | WO | DFO | Y | DFO | WO | NG |  |  |  | N
5178 | Dinwiddie Power Inc | 54766 | Boydton Plank Road Cogen Plant | VA | Dinwiddie | GEN21 | OP | Petroleum Liquids | IC | IPP Non-CHP | 2 | 0.3 | 0.3 | 0.3 | WO | DFO | Y | DFO | WO | NG |  |  |  | N
5178 | Dinwiddie Power Inc | 54766 | Boydton Plank Road Cogen Plant | VA | Dinwiddie | GEN22 | OP | Petroleum Liquids | IC | IPP Non-CHP | 2 | 0.3 | 0.3 | 0.3 | WO | DFO | Y | DFO | WO | NG |  |  |  | N
5178 | Dinwiddie Power Inc | 54766 | Boydton Plank Road Cogen Plant | VA | Dinwiddie | GEN23 | OP | Petroleum Liquids | IC | IPP Non-CHP | 2 | 0.3 | 0.3 | 0.3 | WO | DFO | Y | DFO | WO | NG |  |  |  | N
5178 | Dinwiddie Power Inc | 54766 | Boydton Plank Road Cogen Plant | VA | Dinwiddie | GEN24 | OP | Petroleum Liquids | IC | IPP Non-CHP | 2 | 0.3 | 0.3 | 0.3 | WO | DFO | Y | DFO | WO | NG |  |  |  | N
5178 | Dinwiddie Power Inc | 54766 | Boydton Plank Road Cogen Plant | VA | Dinwiddie | GEN25 | OP | Petroleum Liquids | IC | IPP Non-CHP | 2 | 0.3 | 0.3 | 0.3 | WO | DFO | Y | DFO | WO | NG |  |  |  | N
5178 | Dinwiddie Power Inc | 54766 | Boydton Plank Road Cogen Plant | VA | Dinwiddie | GEN26 | OP | Petroleum Liquids | IC | IPP Non-CHP | 2 | 0.3 | 0.3 | 0.3 | WO | DFO | Y | DFO | WO | NG |  |  |  | N
5178 | Dinwiddie Power Inc | 54766 | Boydton Plank Road Cogen Plant | VA | Dinwiddie | GEN27 | OP | Petroleum Liquids | IC | IPP Non-CHP | 2 | 0.3 | 0.3 | 0.3 | WO | DFO | Y | DFO | WO | NG |  |  |  | N
5178 | Dinwiddie Power Inc | 54766 | Boydton Plank Road Cogen Plant | VA | Dinwiddie | GEN28 | OP | Petroleum Liquids | IC | IPP Non-CHP | 2 | 0.3 | 0.3 | 0.3 | WO | DFO | Y | DFO | WO | NG |  |  |  | N
5178 | Dinwiddie Power Inc | 54766 | Boydton Plank Road Cogen Plant | VA | Dinwiddie | GEN29 | OP | Petroleum Liquids | IC | IPP Non-CHP | 2 | 0.3 | 0.3 | 0.3 | WO | DFO | Y | DFO | WO | NG |  |  |  | N
5178 | Dinwiddie Power Inc | 54766 | Boydton Plank Road Cogen Plant | VA | Dinwiddie | GEN3 | OP | Petroleum Liquids | IC | IPP Non-CHP | 2 | 0.3 | 0.3 | 0.3 | WO | DFO | Y | DFO | WO | NG |  |  |  | N
5178 | Dinwiddie Power Inc | 54766 | Boydton Plank Road Cogen Plant | VA | Dinwiddie | GEN30 | OP | Petroleum Liquids | IC | IPP Non-CHP | 2 | 0.3 | 0.3 | 0.3 | WO | DFO | Y | DFO | WO | NG |  |  |  | N
5178 | Dinwiddie Power Inc | 54766 | Boydton Plank Road Cogen Plant | VA | Dinwiddie | GEN31 | OP | Petroleum Liquids | IC | IPP Non-CHP | 2 | 0.3 | 0.3 | 0.3 | WO | DFO | Y | DFO | WO | NG |  |  |  | N
5178 | Dinwiddie Power Inc | 54766 | Boydton Plank Road Cogen Plant | VA | Dinwiddie | GEN32 | OP | Petroleum Liquids | IC | IPP Non-CHP | 2 | 0.3 | 0.3 | 0.3 | WO | DFO | Y | DFO | WO | NG |  |  |  | N
5178 | Dinwiddie Power Inc | 54766 | Boydton Plank Road Cogen Plant | VA | Dinwiddie | GEN33 | OP | Petroleum Liquids | IC | IPP Non-CHP | 2 | 0.3 | 0.3 | 0.3 | WO | DFO | Y | DFO | WO | NG |  |  |  | N
5178 | Dinwiddie Power Inc | 54766 | Boydton Plank Road Cogen Plant | VA | Dinwiddie | GEN34 | OP | Petroleum Liquids | IC | IPP Non-CHP | 2 | 0.3 | 0.3 | 0.3 | WO | DFO | Y | DFO | WO | NG |  |  |  | N
5178 | Dinwiddie Power Inc | 54766 | Boydton Plank Road Cogen Plant | VA | Dinwiddie | GEN4 | OP | Petroleum Liquids | IC | IPP Non-CHP | 2 | 0.3 | 0.3 | 0.3 | WO | DFO | Y | DFO | WO | NG |  |  |  | N
5178 | Dinwiddie Power Inc | 54766 | Boydton Plank Road Cogen Plant | VA | Dinwiddie | GEN5 | OP | Petroleum Liquids | IC | IPP Non-CHP | 2 | 0.3 | 0.3 | 0.3 | WO | DFO | Y | DFO | WO | NG |  |  |  | N
5178 | Dinwiddie Power Inc | 54766 | Boydton Plank Road Cogen Plant | VA | Dinwiddie | GEN6 | OP | Petroleum Liquids | IC | IPP Non-CHP | 2 | 0.3 | 0.3 | 0.3 | WO | DFO | Y | DFO | WO | NG |  |  |  | N
5178 | Dinwiddie Power Inc | 54766 | Boydton Plank Road Cogen Plant | VA | Dinwiddie | GEN7 | OP | Petroleum Liquids | IC | IPP Non-CHP | 2 | 0.3 | 0.3 | 0.3 | WO | DFO | Y | DFO | WO | NG |  |  |  | N
5178 | Dinwiddie Power Inc | 54766 | Boydton Plank Road Cogen Plant | VA | Dinwiddie | GEN8 | OP | Petroleum Liquids | IC | IPP Non-CHP | 2 | 0.3 | 0.3 | 0.3 | WO | DFO | Y | DFO | WO | NG |  |  |  | N
5178 | Dinwiddie Power Inc | 54766 | Boydton Plank Road Cogen Plant | VA | Dinwiddie | GEN9 | OP | Petroleum Liquids | IC | IPP Non-CHP | 2 | 0.3 | 0.3 | 0.3 | WO | DFO | Y | DFO | WO | NG |  |  |  | N
19539 | University of Iowa | 54775 | University of Iowa Main Power Plant | IA | Johnson | GEN1 | OP | Conventional Steam Coal | ST | Commercial CHP | 5 | 3 | 3 | 3 | BIT | NG | Y | BIT | OBS | NG |  |  |  | N
19539 | University of Iowa | 54775 | University of Iowa Main Power Plant | IA | Johnson | GEN2 | OP | Conventional Steam Coal | ST | Commercial CHP | 5 | 3 | 3 | 3 | BIT | NG | Y | BIT | OBS | NG |  |  |  | N
19539 | University of Iowa | 54775 | University of Iowa Main Power Plant | IA | Johnson | GEN6 | OP | Conventional Steam Coal | ST | Commercial CHP | 5 | 15 | 15 | 15 | BIT | NG | Y | BIT | OBS | NG |  |  |  | N
14030 | Oklahoma State University | 54779 | Oklahoma State University | OK | Payne | GEN1 | OP | Natural Gas Steam Turbine | ST | Commercial CHP | 5 | 1.5 | 1.6 | 1.6 | NG | DFO | Y | NG | DFO |  |  |  |  | Y | Y | 1.6 | 1.6 | 1.6 | 1.6 | 6H | 6H | N
14030 | Oklahoma State University | 54779 | Oklahoma State University | OK | Payne | GEN2 | OP | Natural Gas Steam Turbine | ST | Commercial CHP | 5 | 1.5 | 1.6 | 1.8 | NG | DFO | Y | NG | DFO |  |  |  |  | Y | Y | 1.6 | 1.6 | 1.6 | 1.6 | 6H | 6H | N
14030 | Oklahoma State University | 54779 | Oklahoma State University | OK | Payne | GEN4 | OP | Natural Gas Steam Turbine | ST | Commercial CHP | 5 | 5 | 5.2 | 5.6 | NG | DFO | Y | NG | DFO |  |  |  |  | Y | Y | 5.2 | 5.2 | 5.2 | 5.2 | 6H | 6H | N
19528 | University of Illinois | 54780 | University of Illinois Abbott Power Plt | IL | Champaign | T1 | OP | Natural Gas Steam Turbine | ST | Commercial CHP | 5 | 3 | 3 | 3 | NG | BIT | Y | NG | DFO |  |  |  |  | Y | Y | 3 | 3 | 3 | 3 | 6H | 6H | Y |  | Y
19528 | University of Illinois | 54780 | University of Illinois Abbott Power Plt | IL | Champaign | T10 | OP | Natural Gas Steam Turbine | ST | Commercial CHP | 5 | 12.5 | 12.5 | 12.5 | NG | BIT | Y | DFO | NG | BIT |  |  |  | Y | Y | 12.5 | 12.5 | 12.5 | 12.5 | 24H | 24H | Y |  | Y
19528 | University of Illinois | 54780 | University of Illinois Abbott Power Plt | IL | Champaign | T11 | OP | Natural Gas Steam Turbine | ST | Commercial CHP | 5 | 12.5 | 12.5 | 12.5 | NG | BIT | Y | DFO | NG | BIT |  |  |  | Y | Y | 12.5 | 12.5 | 12.5 | 12.5 | 24H | 24H | Y |  | Y
19528 | University of Illinois | 54780 | University of Illinois Abbott Power Plt | IL | Champaign | T12 | OP | Natural Gas Steam Turbine | ST | Commercial CHP | 5 | 7 | 7 | 7 | NG | BIT | Y | DFO | NG | BIT |  |  |  | Y | Y | 7 | 7 | 7 | 7 | 24H | 24H | Y |  | Y
19528 | University of Illinois | 54780 | University of Illinois Abbott Power Plt | IL | Champaign | T2 | OP | Natural Gas Steam Turbine | ST | Commercial CHP | 5 | 3 | 3 | 3 | NG | BIT | Y | NG | DFO |  |  |  |  | Y | Y | 3 | 3 | 3 | 3 | 6H | 6H | Y |  | Y
19528 | University of Illinois | 54780 | University of Illinois Abbott Power Plt | IL | Champaign | T3 | OP | Natural Gas Steam Turbine | ST | Commercial CHP | 5 | 3 | 3 | 3 | NG | BIT | Y | NG | DFO |  |  |  |  | Y | Y | 3 | 3 | 3 | 3 | 6H | 6H | Y |  | Y
19528 | University of Illinois | 54780 | University of Illinois Abbott Power Plt | IL | Champaign | T4 | OP | Natural Gas Steam Turbine | ST | Commercial CHP | 5 | 3 | 3 | 3 | NG | BIT | Y | NG | DFO |  |  |  |  | Y | Y | 3 | 3 | 3 | 3 | 6H | 6H | Y |  | Y
19528 | University of Illinois | 54780 | University of Illinois Abbott Power Plt | IL | Champaign | T6 | OP | Natural Gas Steam Turbine | ST | Commercial CHP | 5 | 7.5 | 7.5 | 7.5 | NG | BIT | Y | NG | DFO | BIT |  |  |  | Y | Y | 7.5 | 7.5 | 7.5 | 7.5 | 24H | 24H | Y |  | Y
19528 | University of Illinois | 54780 | University of Illinois Abbott Power Plt | IL | Champaign | T7 | OP | Natural Gas Steam Turbine | ST | Commercial CHP | 5 | 7.5 | 7.5 | 7.5 | NG | BIT | Y | NG | DFO | BIT |  |  |  | Y | Y | 7.5 | 7.5 | 7.5 | 7.5 | 24H | 24H | Y |  | Y
19528 | University of Illinois | 54780 | University of Illinois Abbott Power Plt | IL | Champaign | T8 | OP | Natural Gas Fired Combustion Turbine | GT | Commercial CHP | 5 | 13 | 11 | 15 | NG | DFO | Y | NG | DFO |  |  |  |  | Y | Y | 11 | 15 | 10 | 13 | 24H | 24H | Y |  | Y
19528 | University of Illinois | 54780 | University of Illinois Abbott Power Plt | IL | Champaign | T9 | OP | Natural Gas Fired Combustion Turbine | GT | Commercial CHP | 5 | 13 | 11 | 15 | NG | DFO | Y | NG | DFO |  |  |  |  | Y | Y | 11 | 15 | 10 | 13 | 24H | 24H | Y |  | Y
55932 | Georgia-Pacific Brewton LLC | 54789 | Georgia-Pacific Brewton Mill | AL | Escambia | 1TG | OP | Wood/Wood Waste Biomass | ST | Industrial CHP | 7 | 12.5 | 12.2 | 11.3 | BLQ | WDS | Y | NG | RFO | WDS | DFO | BLQ |  | Y | Y | 8 | 8 | 10 | 10 | 6H | 6H | Y |  |  | Y
55932 | Georgia-Pacific Brewton LLC | 54789 | Georgia-Pacific Brewton Mill | AL | Escambia | 2TG | OP | Wood/Wood Waste Biomass | ST | Industrial CHP | 7 | 12.5 | 12.4 | 12.8 | BLQ | WDS | Y | NG | RFO | WDS | DFO | BLQ |  | Y | Y | 8 | 8 | 12 | 12 | 6H | 6H | Y |  |  | Y
55932 | Georgia-Pacific Brewton LLC | 54789 | Georgia-Pacific Brewton Mill | AL | Escambia | 3TG | OP | Wood/Wood Waste Biomass | ST | Industrial CHP | 7 | 15.9 | 13.6 | 14.2 | BLQ | WDS | Y | NG | RFO | WDS | DFO | BLQ |  | Y | Y | 8 | 8 | 14 | 14 | 6H | 6H | Y |  |  | Y
5277 | American Sugar Refining, Inc. | 54795 | Domino Sugar Baltimore | MD | Baltimore City | GEN1 | OP | Natural Gas Steam Turbine | ST | Industrial CHP | 7 | 5 | 5 | 5 | NG | RFO | N | [6 empty] | Y | N | 5 | 5 | 5 | 5 | 1H | 1H | Y | Y | Y | Y
5277 | American Sugar Refining, Inc. | 54795 | Domino Sugar Baltimore | MD | Baltimore City | GEN2 | OP | Natural Gas Steam Turbine | ST | Industrial CHP | 7 | 2.5 | 2.5 | 2.5 | NG | RFO | N | [6 empty] | Y | N | 2.5 | 2.5 | 2.5 | 2.5 | 1H | 1H | Y | Y | Y | Y
12222 | Mead Coated Board Inc | 54802 | Mead Coated Board | AL | Russell | GEN1 | OP | Wood/Wood Waste Biomass | ST | Industrial CHP | 7 | 32 | 32 | 32 | BLQ | WDS | Y | WDS | BLQ | NG | DFO |  |  | N | [5 empty] | UNK
12222 | Mead Coated Board Inc | 54802 | Mead Coated Board | AL | Russell | GEN2 | OP | Wood/Wood Waste Biomass | ST | Industrial CHP | 7 | 55.5 | 55.5 | 55.5 | BLQ | WDS | Y | WDS | BLQ | NG | DFO |  |  | N | [5 empty] | UNK
13491 | New York University | 54808 | New York University Central Plant | NY | New York | GT1 | OP | Natural Gas Fired Combined Cycle | CT | Commercial CHP | 5 | 5.5 | 5.5 | 5.5 | NG | DFO | Y | NG | DFO |  |  |  |  | Y | Y | 5.5 | 5.5 | 5.5 | 5.5 | 1H | 1H | Y | Y
13491 | New York University | 54808 | New York University Central Plant | NY | New York | GT2 | OP | Natural Gas Fired Combined Cycle | CT | Commercial CHP | 5 | 5.5 | 5.5 | 5.5 | NG | DFO | Y | NG | DFO |  |  |  |  | Y | Y | 5.5 | 5.5 | 5.5 | 5.5 | 1H | 1H | Y | Y
19664 | University of Washington | 54809 | University of Washington Power Plant | WA | King | TG2 | OP | Natural Gas Steam Turbine | ST | Commercial CHP | 5 | 5 | 1 | 5 | NG | DFO | Y | NG | DFO |  |  |  |  | Y | Y | 1 | 5 | 1 | 5 | 6H | 6H | Y | Y | Y
2172 | Brazos Electric Power Coop Inc | 54817 | Johnson County | TX | Johnson | GT-1 | OP | Natural Gas Fired Combined Cycle | CT | Electric Utility | 1 | 178.2 | 163 | 174 | NG | DFO | N | [6 empty] | Y | Y | 163 | 177 | 152 | 177 | 6H | 6H | Y |  | Y
2265 | Bristol-Myers Squibb Co | 54829 | Bristol Myers Squibb New Brunswick | NJ | Middlesex | GEN1 | OP | Natural Gas Fired Combustion Turbine | GT | Industrial CHP | 7 | 9.5 | 8.8 | 10.5 | NG | DFO | N | [6 empty] | Y | N | 8.8 | 10.5 | 8.8 | 10.5 | 1H | 1H | Y | Y | Y
2265 | Bristol-Myers Squibb Co | 54829 | Bristol Myers Squibb New Brunswick | NJ | Middlesex | GEN2 | SB | Natural Gas Steam Turbine | ST | Industrial CHP | 7 | 1 | 0.6 | 1 | NG | DFO | N | [6 empty] | Y | N | 0.6 | 1 | 0.6 | 1 | 1H | 1H | Y | Y | Y
14410 | KMC Thermo, LLC | 54832 | Brandywine Power Facility | MD | Prince Georges | 1 | OP | Natural Gas Fired Combined Cycle | CT | IPP CHP | 3 | 98.7 |  |  | NG | DFO | N | [6 empty] | Y | Y | 72 | 84 | 72 | 84 | 1H | 1H | Y |  | Y
14410 | KMC Thermo, LLC | 54832 | Brandywine Power Facility | MD | Prince Georges | 2 | OP | Natural Gas Fired Combined Cycle | CT | IPP CHP | 3 | 98.7 |  |  | NG | DFO | N | [6 empty] | Y | Y | 72 | 84 | 72 | 84 | 1H | 1H | Y |  | Y
14410 | KMC Thermo, LLC | 54832 | Brandywine Power Facility | MD | Prince Georges | 3 | OP | Natural Gas Fired Combined Cycle | CA | IPP CHP | 3 | 91.4 | 230 | 230 | NG | DFO | N | [6 empty] | Y | Y | 86 | 86 | 86 | 86 | 1H | 1H | Y |  | Y
19876 | Virginia Electric & Power Co | 54844 | Gordonsville Energy LP | VA | Louisa | GOR1 | OP | Natural Gas Fired Combined Cycle | CT | Electric Utility | 1 | 97.2 | 68.4 | 84.3 | NG | DFO | N | [6 empty] | Y | Y | 71.4 | 135 | 71.4 | 135 | OVER | 1H | Y | Y | Y
19876 | Virginia Electric & Power Co | 54844 | Gordonsville Energy LP | VA | Louisa | GOR2 | OP | Natural Gas Fired Combined Cycle | CT | Electric Utility | 1 | 97.2 | 68.4 | 82.3 | NG | DFO | N | [6 empty] | Y | Y | 68.4 | 133 | 68.4 | 133 | OVER | 1H | Y | Y | Y
12619 | Milwaukee Metro Sewerage Dist | 54851 | MMSD Jones Island Wastewater | WI | Milwaukee | GEN1 | OP | Natural Gas Fired Combustion Turbine | GT | Commercial CHP | 5 | 17.5 | 13 | 15 | NG | DFO | Y | NG | DFO |  |  |  |  | Y | Y | 13 | 13 | 13 | 13 | 1H | 1H | Y | Y | Y
12619 | Milwaukee Metro Sewerage Dist | 54851 | MMSD Jones Island Wastewater | WI | Milwaukee | SOL1 | OP | Landfill Gas | GT | Commercial CHP | 5 | 4.6 | 4.6 | 4.6 | LFG | NG | Y | LFG | NG |  |  |  |  | N
12619 | Milwaukee Metro Sewerage Dist | 54851 | MMSD Jones Island Wastewater | WI | Milwaukee | SOL2 | OP | Landfill Gas | GT | Commercial CHP | 5 | 4.6 | 4.6 | 4.6 | LFG | NG | Y | LFG | NG |  |  |  |  | N
12619 | Milwaukee Metro Sewerage Dist | 54851 | MMSD Jones Island Wastewater | WI | Milwaukee | SOL3 | OP | Landfill Gas | GT | Commercial CHP | 5 | 4.6 | 4.6 | 4.6 | LFG | NG | Y | LFG | NG |  |  |  |  | N
13407 | Nevada Power Co | 54854 | Sun Peak Generating Station | NV | Clark | 5657 | SB | Natural Gas Fired Combustion Turbine | GT | Electric Utility | 1 | 74 | 74 | 74 | NG | DFO | N | [6 empty] | Y | N | 74 | 74 | 74 | 74 | UNK | UNK | Y | Y | Y
13407 | Nevada Power Co | 54854 | Sun Peak Generating Station | NV | Clark | 5658 | SB | Natural Gas Fired Combustion Turbine | GT | Electric Utility | 1 | 74 | 74 | 74 | NG | DFO | N | [6 empty] | Y | N | 74 | 74 | 74 | 74 | UNK | UNK | Y | Y | Y
13407 | Nevada Power Co | 54854 | Sun Peak Generating Station | NV | Clark | 5659 | SB | Natural Gas Fired Combustion Turbine | GT | Electric Utility | 1 | 74 | 74 | 74 | NG | DFO | N | [6 empty] | Y | N | 74 | 74 | 74 | 74 | UNK | UNK | Y | Y | Y
59895 | Patheon Manufacturing Service LLC | 54887 | DSM Pharmaceuticals | NC | Pitt | GEN1 | SB | Natural Gas Fired Combustion Turbine | GT | Industrial CHP | 7 | 4 | 3.5 | 4 | NG | DFO | N | [6 empty] | Y | Y | 3.8 | 3.5 | 4 | 3.6 | 1H | 1H | Y | Y | Y
11820 | Massachusetts Inst of Tech | 54907 | Mass Inst Tech Cntrl Utilities/Cogen Plt | MA | Middlesex | CTG1 | OP | Natural Gas Fired Combustion Turbine | GT | Commercial CHP | 5 | 21.2 | 19 | 23 | NG | DFO | N | [6 empty] | Y | Y | 19 | 21 | 19 | 21 | 1H | 1H | Y |  | Y
2313 | Brooklyn Navy Yard Cogen PLP | 54914 | Brooklyn Navy Yard Cogeneration | NY | Kings | 01 | OP | Natural Gas Fired Combined Cycle | CT | IPP CHP | 3 | 121 | 90 | 110 | NG | DFO | N | [6 empty] | Y | Y | 85 | 110 | 95 | 110 | 1H | 1H | Y |  | Y
2313 | Brooklyn Navy Yard Cogen PLP | 54914 | Brooklyn Navy Yard Cogeneration | NY | Kings | 02 | OP | Natural Gas Fired Combined Cycle | CT | IPP CHP | 3 | 121 | 90 | 110 | NG | DFO | N | [6 empty] | Y | Y | 85 | 110 | 95 | 95 | 1H | 1H | Y |  | Y
24008 | University of Oregon | 54950 | Univ of Oregon Central Power Station | OR | Lane | CTG1 | OP | Natural Gas Fired Combined Cycle | CT | Commercial CHP | 5 | 7.5 | 7.5 | 7.5 | NG | DFO | N | [6 empty] | Y | Y | 7.5 | 8 | 6.9 | 7 | 1H | 1H | Y |  | Y
12221 | MRWPCA | 54951 | Monterey Regional Water Cogen Facility | CA | Monterey | EG1 | OP | Other Waste Biomass | IC | Commercial CHP | 5 | 0.6 | 0.6 | 0.6 | OBG | NG | Y | OBG | NG |  |  |  |  | N
12221 | MRWPCA | 54951 | Monterey Regional Water Cogen Facility | CA | Monterey | EG2 | OP | Other Waste Biomass | IC | Commercial CHP | 5 | 0.6 | 0.6 | 0.6 | OBG | NG | Y | OBG | NG |  |  |  |  | N
12221 | MRWPCA | 54951 | Monterey Regional Water Cogen Facility | CA | Monterey | EG3 | OP | Other Waste Biomass | IC | Commercial CHP | 5 | 0.6 | 0.6 | 0.6 | OBG | NG | Y | OBG | NG |  |  |  |  | N
2769 | Cargill Inc | 54965 | Cargill Salt | MI | St Clair | ACTG | OP | Conventional Steam Coal | ST | Industrial CHP | 7 | 2 | 2 | 2 | BIT | NG | Y | BIT | NG
5483 | DuPage County | 54987 | Woodridge Greene Valley Treatment Plant | IL | DuPage | FM01 | OP | Natural Gas Internal Combustion Engine | IC | Commercial CHP | 5 | 1.5 | 1.5 | 1.5 | NG | DFO | Y | DFO | NG | OBG |  |  |  | Y | Y | 1.5 | 1.5 | 1.5 | 1.5 | 1H | 1H | N
13765 | Northlake Energy | 54995 | Indiana Harbor E 5 AC Station | IN | Lake | 17TG | OP | Other Gases | ST | Industrial CHP | 7 | 90 | 90 | 90 | BFG | NG | Y | BFG | NG |  |  |  |  | N | N
55912 | Cottage Grove Operating Services LLC | 55010 | LSP-Cottage Grove LP | MN | Washington | CTG1 | OP | Natural Gas Fired Combined Cycle | CT | IPP CHP | 3 | 177.3 | 154 | 168 | NG | DFO | N | [6 empty] | Y | Y | 154 | 154 | 154 | 154 | 6H | 6H | Y |  | Y
55911 | Whitewater Operating Services LLC | 55011 | LSP-Whitewater LP | WI | Jefferson | CTG1 | OP | Natural Gas Fired Combined Cycle | CT | IPP CHP | 3 | 177.3 | 162 | 175 | NG | DFO | N | [6 empty] | Y | Y | 154.18 | 183.11 | 148.18 | 176.2 | 1H | 1H | Y |  | Y
22214 | Sweeny Cogeneration LP | 55015 | Sweeny Cogen Facility | TX | Brazoria | GEN1 | OP | Natural Gas Fired Combustion Turbine | GT | IPP CHP | 3 | 143 | 109 | 126 | NG | OG | Y | NG | OG |  |  |  |  | N
22214 | Sweeny Cogeneration LP | 55015 | Sweeny Cogen Facility | TX | Brazoria | GEN2 | OP | Natural Gas Fired Combustion Turbine | GT | IPP CHP | 3 | 143 | 109 | 126 | NG | OG | Y | NG | OG |  |  |  |  | N
22214 | Sweeny Cogeneration LP | 55015 | Sweeny Cogen Facility | TX | Brazoria | GEN3 | OP | Natural Gas Fired Combustion Turbine | GT | IPP CHP | 3 | 143 | 109 | 126 | NG | OG | Y | NG | OG |  |  |  |  | N
22214 | Sweeny Cogeneration LP | 55015 | Sweeny Cogen Facility | TX | Brazoria | GEN4 | OP | Natural Gas Fired Combustion Turbine | GT | IPP CHP | 3 | 143 | 109 | 126 | NG | OG | Y | NG | OG |  |  |  |  | N
20860 | Wisconsin Public Service Corp | 55029 | De Pere Energy Center | WI | Brown | CT01 | OP | Natural Gas Fired Combustion Turbine | GT | Electric Utility | 1 | 192.3 | 158.3 | 193.4 | NG | DFO | Y | DFO | NG |  |  |  |  | Y | Y | 171.3 | 196.2 | 171.3 | 196.2 | 1H | 1H | Y | Y | Y | Y
55738 | Verso Paper Androscoggin LLC | 55031 | Androscoggin Energy Center | ME | Franklin | CT01 | OP | Natural Gas Fired Combustion Turbine | GT | Industrial CHP | 7 | 54.5 | 47.2 | 58.4 | NG | DFO | N | [6 empty] | Y | Y | 47.22 | 58.38 | 47.22 | 58.38 | 6H | 6H | Y | Y | Y
55738 | Verso Paper Androscoggin LLC | 55031 | Androscoggin Energy Center | ME | Franklin | CT02 | OP | Natural Gas Fired Combustion Turbine | GT | Industrial CHP | 7 | 54.5 | 45.2 | 56.3 | NG | DFO | N | [6 empty] | Y | Y | 45.17 | 56.32 | 45.17 | 56.32 | 6H | 6H | Y | Y | Y
55738 | Verso Paper Androscoggin LLC | 55031 | Androscoggin Energy Center | ME | Franklin | CT03 | OP | Natural Gas Fired Combustion Turbine | GT | Industrial CHP | 7 | 54.5 | 44.1 | 55.3 | NG | DFO | N | [6 empty] | Y | Y | 44.1 | 55.25 | 44.1 | 55.25 | 6H | 6H | Y | Y | Y
15473 | Public Service Co of NM | 55039 | Rio Bravo | NM | Bernalillo | GT1 | OP | Natural Gas Fired Combustion Turbine | GT | Electric Utility | 1 | 150 | 138 | 148 | NG | DFO | N | [6 empty] | Y | Y | 138 | 148 | 148 | 150 | 1H | 1H | Y | Y | Y
12564 | SEPG Operating Services, LLC MGC | 55040 | Mid-Georgia Cogeneration Facility | GA | Houston | CT1 | OP | Natural Gas Fired Combined Cycle | CT | IPP CHP | 3 | 106.5 | 101.5 | 115 | NG | DFO | N | [6 empty] | Y | Y | 101.5 | 115 | 101.5 | 120 | 1H | 1H | Y | Y
12564 | SEPG Operating Services, LLC MGC | 55040 | Mid-Georgia Cogeneration Facility | GA | Houston | CT2 | OP | Natural Gas Fired Combined Cycle | CT | IPP CHP | 3 | 106.5 | 101.5 | 115 | NG | DFO | N | [6 empty] | Y | Y | 101.5 | 115 | 101.5 | 120 | 1H | 1H | Y | Y
12564 | SEPG Operating Services, LLC MGC | 55040 | Mid-Georgia Cogeneration Facility | GA | Houston | ST1 | OP | Natural Gas Fired Combined Cycle | CA | IPP CHP | 3 | 110 | 100 | 100 | NG | DFO | N | [6 empty] | Y | Y | 100 | 100 | 75 | 91 | 1H | 1H | Y | Y
7191 | Axiall Corp | 55051 | Axiall Plaquemine | LA | Iberville | X773 | OP | Natural Gas Fired Combustion Turbine | GT | Industrial CHP | 7 | 102 | 80 | 90 | NG | OG | Y | NG | OG |  |  |  |  | N
7191 | Axiall Corp | 55051 | Axiall Plaquemine | LA | Iberville | X774 | OP | Natural Gas Fired Combustion Turbine | GT | Industrial CHP | 7 | 102 | 80 | 90 | NG | OG | Y | NG | OG |  |  |  |  | N
7191 | Axiall Corp | 55051 | Axiall Plaquemine | LA | Iberville | X775 | OP | Natural Gas Fired Combustion Turbine | GT | Industrial CHP | 7 | 102 | 80 | 90 | NG | OG | Y | NG | OG |  |  |  |  | N
18535 | Tenaska Georgia Partners LP | 55061 | Tenaska Georgia Generation Facility | GA | Heard | GTG1 | OP | Natural Gas Fired Combustion Turbine | GT | IPP Non-CHP | 2 | 183.2 | 157.5 | 165.8 | NG | DFO | N | [6 empty] | Y | Y | 157.5 | 157.5 | 0 | 165.8 | 1H | 1H | Y | Y | Y
18535 | Tenaska Georgia Partners LP | 55061 | Tenaska Georgia Generation Facility | GA | Heard | GTG2 | OP | Natural Gas Fired Combustion Turbine | GT | IPP Non-CHP | 2 | 183.2 | 157.5 | 165.8 | NG | DFO | N | [6 empty] | Y | Y | 157.5 | 157.5 | 0 | 165.8 | 1H | 1H | Y | Y | Y
18535 | Tenaska Georgia Partners LP | 55061 | Tenaska Georgia Generation Facility | GA | Heard | GTG3 | OP | Natural Gas Fired Combustion Turbine | GT | IPP Non-CHP | 2 | 183.2 | 157.5 | 165.8 | NG | DFO | N | [6 empty] | Y | Y | 157.5 | 157.5 | 0 | 165.8 | 1H | 1H | Y | Y | Y
18535 | Tenaska Georgia Partners LP | 55061 | Tenaska Georgia Generation Facility | GA | Heard | GTG4 | OP | Natural Gas Fired Combustion Turbine | GT | IPP Non-CHP | 2 | 183.2 | 157.5 | 165.8 | NG | DFO | N | [6 empty] | Y | Y | 157.5 | 157.5 | 0 | 165.8 | 1H | 1H | Y | Y | Y
18535 | Tenaska Georgia Partners LP | 55061 | Tenaska Georgia Generation Facility | GA | Heard | GTG5 | OP | Natural Gas Fired Combustion Turbine | GT | IPP Non-CHP | 2 | 183.2 | 157.5 | 165.8 | NG | DFO | N | [6 empty] | Y | Y | 157.5 | 157.5 | 0 | 165.8 | 1H | 1H | Y | Y | Y
18535 | Tenaska Georgia Partners LP | 55061 | Tenaska Georgia Generation Facility | GA | Heard | GTG6 | OP | Natural Gas Fired Combustion Turbine | GT | IPP Non-CHP | 2 | 183.2 | 157.5 | 165.8 | NG | DFO | N | [6 empty] | Y | Y | 157.5 | 157.5 | 0 | 165.8 | 1H | 1H | Y | Y | Y
18611 | Tenaska Frontier Partners Ltd | 55062 | Tenaska Frontier Generation Station | TX | Grimes | GTG1 | OP | Natural Gas Fired Combined Cycle | CT | IPP Non-CHP | 2 | 183.2 | 155 | 177 | NG |  | N | [6 empty] | Y | N | 155 | 177 | 164 | 182 | 24H | 24H | Y |  | Y
18611 | Tenaska Frontier Partners Ltd | 55062 | Tenaska Frontier Generation Station | TX | Grimes | GTG2 | OP | Natural Gas Fired Combined Cycle | CT | IPP Non-CHP | 2 | 183.2 | 155 | 177 | NG |  | N | [6 empty] | Y | N | 155 | 177 | 164 | 182 | 24H | 24H | Y |  | Y
18611 | Tenaska Frontier Partners Ltd | 55062 | Tenaska Frontier Generation Station | TX | Grimes | GTG3 | OP | Natural Gas Fired Combined Cycle | CT | IPP Non-CHP | 2 | 183.2 | 155 | 177 | NG |  | N | [6 empty] | Y | N | 155 | 177 | 164 | 182 | 24H | 24H | Y |  | Y
12713 | Millennium Power Partners LP | 55079 | Millennium Power | MA | Worcester | CT01 | OP | Natural Gas Fired Combined Cycle | CT | IPP Non-CHP | 2 | 230 | 214.8 | 246.2 | NG | DFO | N | [6 empty] | Y | Y | 214.5 | 246.2 | 214.5 | 246.2 | UNK | UNK | Y | Y | Y
13914 | Occidental Chemical Corporation | 55089 | Taft Cogeneration Facility | LA | St Charles | ST1 | OP | Natural Gas Fired Combined Cycle | CA | Industrial CHP | 7 | 358.7 | 299.1 | 323.5 | NG | OG | Y | NG | OG |  |  |  |  | N
5416 | Duke Energy Carolinas, LLC | 55116 | Rockingham County CT Station | NC | Rockingham | CT1 | SB | Natural Gas Fired Combustion Turbine | GT | Electric Utility | 1 | 195.5 | 165 | 179 | NG | DFO | N | [6 empty] | Y | Y | 165 | 179 | 165 | 179 | 1H | 1H | Y | Y | Y
5416 | Duke Energy Carolinas, LLC | 55116 | Rockingham County CT Station | NC | Rockingham | CT2 | SB | Natural Gas Fired Combustion Turbine | GT | Electric Utility | 1 | 195.5 | 165 | 179 | NG | DFO | N | [6 empty] | Y | Y | 165 | 179 | 1651 | 179 | 1H | 1H | Y | Y | Y
5416 | Duke Energy Carolinas, LLC | 55116 | Rockingham County CT Station | NC | Rockingham | CT3 | SB | Natural Gas Fired Combustion Turbine | GT | Electric Utility | 1 | 195.5 | 165 | 179 | NG | DFO | N | [6 empty] | Y | Y | 165 | 179 | 165 | 179 | 1H | 1H | Y | Y | Y
5416 | Duke Energy Carolinas, LLC | 55116 | Rockingham County CT Station | NC | Rockingham | CT4 | SB | Natural Gas Fired Combustion Turbine | GT | Electric Utility | 1 | 195.5 | 165 | 179 | NG | DFO | N | [6 empty] | Y | Y | 165 | 179 | 165 | 179 | 1H | 1H | Y | Y | Y
5416 | Duke Energy Carolinas, LLC | 55116 | Rockingham County CT Station | NC | Rockingham | CT5 | SB | Natural Gas Fired Combustion Turbine | GT | Electric Utility | 1 | 195.5 | 165 | 179 | NG | DFO | N | [6 empty] | Y | Y | 165 | 179 | 165 | 179 | 1H | 1H | Y | Y | Y
18518 | Tenaska Gateway Partners Ltd | 55132 | Tenaska Gateway Generating Station | TX | Rusk | GTG1 | OP | Natural Gas Fired Combined Cycle | CT | IPP Non-CHP | 2 | 183.2 | 149 | 169 | NG | DFO | N | [6 empty] | Y | Y | 150 | 170 | 140 | 140 | 6H | 6H | Y | Y
18518 | Tenaska Gateway Partners Ltd | 55132 | Tenaska Gateway Generating Station | TX | Rusk | GTG2 | OP | Natural Gas Fired Combined Cycle | CT | IPP Non-CHP | 2 | 183.2 | 148 | 168 | NG | DFO | N | [6 empty] | Y | Y | 147 | 167 | 140 | 140 | 6H | 6H | Y | Y
18518 | Tenaska Gateway Partners Ltd | 55132 | Tenaska Gateway Generating Station | TX | Rusk | GTG3 | OP | Natural Gas Fired Combined Cycle | CT | IPP Non-CHP | 2 | 183.2 | 149 | 169 | NG | DFO | N | [6 empty] | Y | Y | 149 | 169 | 140 | 140 | 6H | 6H | Y | Y
20856 | Wisconsin Power & Light Co | 55135 | Alliant Energy Neenah | WI | Winnebago | CT01 | OP | Natural Gas Fired Combustion Turbine | GT | Electric Utility | 1 | 185.5 | 153.4 | 176.3 | NG | DFO | N | [6 empty] | Y | Y | 150.4 | 171.3 | 150.4 | 171.3 | 6H | 6H | Y | Y | Y
20856 | Wisconsin Power & Light Co | 55135 | Alliant Energy Neenah | WI | Winnebago | CT02 | OP | Natural Gas Fired Combustion Turbine | GT | Electric Utility | 1 | 185.5 | 149.8 | 172.2 | NG | DFO | N | [6 empty] | Y | Y | 149.3 | 170 | 149.3 | 170 | 6H | 6H | Y | Y | Y
54810 | Broad River Energy LLC | 55166 | Broad River Energy Center | SC | Cherokee | CT01 | OP | Natural Gas Fired Combustion Turbine | GT | IPP Non-CHP | 2 | 197 | 175.9 | 203.6 | NG | DFO | N | [6 empty] | Y | Y | 175.9 | 203.6 | 170 | 170 | 1H | 1H | Y | Y | Y
54810 | Broad River Energy LLC | 55166 | Broad River Energy Center | SC | Cherokee | CT02 | OP | Natural Gas Fired Combustion Turbine | GT | IPP Non-CHP | 2 | 197 | 165.8 | 191.9 | NG | DFO | N | [6 empty] | Y | Y | 165.8 | 191.9 | 170 | 170 | 1H | 1H | Y | Y | Y
54810 | Broad River Energy LLC | 55166 | Broad River Energy Center | SC | Cherokee | CT03 | OP | Natural Gas Fired Combustion Turbine | GT | IPP Non-CHP | 2 | 197 | 168.2 | 194.7 | NG | DFO | N | [6 empty] | Y | Y | 168.2 | 194.7 | 170 | 170 | 1H | 1H | Y | Y | Y
54810 | Broad River Energy LLC | 55166 | Broad River Energy Center | SC | Cherokee | CT04 | OP | Natural Gas Fired Combustion Turbine | GT | IPP Non-CHP | 2 | 197 | 169.5 | 196.2 | NG | DFO | N | [6 empty] | Y | Y | 169.5 | 196.2 | 170 | 170 | 1H | 1H | Y | Y | Y
54810 | Broad River Energy LLC | 55166 | Broad River Energy Center | SC | Cherokee | CT05 | OP | Natural Gas Fired Combustion Turbine | GT | IPP Non-CHP | 2 | 197 | 171.4 | 198.4 | NG | DFO | N | [6 empty] | Y | Y | 171.4 | 198.4 | 170 | 170 | 1H | 1H | Y | Y | Y
49791 | Eastman Cogeneration LP | 55176 | Eastman Cogeneration Facility | TX | Harrison | GEN3 | OP | Natural Gas Fired Combined Cycle | CA | IPP CHP | 3 | 127.7 | 109.8 | 120 | NG | OG | Y | NG | OG |  |  |  |  | N
50096 | NRG Florida LP | 55192 | Osceola (FL) | FL | Osceola | CTG1 | OS | Natural Gas Fired Combustion Turbine | GT | IPP Non-CHP | 2 | 200 | 157 | 157 | NG | DFO | N | [6 empty] | Y | Y | 157 | 170 | 170 | 170 | 1H | 1H | Y |  | Y
50096 | NRG Florida LP | 55192 | Osceola (FL) | FL | Osceola | CTG2 | OS | Natural Gas Fired Combustion Turbine | GT | IPP Non-CHP | 2 | 200 | 157 | 157 | NG | DFO | N | [6 empty] | Y | Y | 157 | 170 | 170 | 170 | 1H | 1H | Y |  | Y
50096 | NRG Florida LP | 55192 | Osceola (FL) | FL | Osceola | CTG3 | OS | Natural Gas Fired Combustion Turbine | GT | IPP Non-CHP | 2 | 200 | 157 | 157 | NG | DFO | N | [6 empty] | Y | Y | 157 | 170 | 170 | 170 | 1H | 1H | Y |  | Y
59371 | Mainline Generation LLC | 55201 | Gibson City Energy Center LLC | IL | Ford | 1 | OP | Natural Gas Fired Combustion Turbine | GT | IPP Non-CHP | 2 | 135 | 114 | 116 | NG | DFO | N | [6 empty] | Y | Y | 116 | 120 | 116 | 120 | 1H | 1H | Y | Y
59371 | Mainline Generation LLC | 55201 | Gibson City Energy Center LLC | IL | Ford | 2 | OP | Natural Gas Fired Combustion Turbine | GT | IPP Non-CHP | 2 | 135 | 114 | 116 | NG | DFO | N | [6 empty] | Y | Y | 116 | 120 | 116 | 120 | 1H | 1H | Y | Y
19436 | Union Electric Co - (MO) | 55204 | Kinmundy | IL | Marion | 1 | OP | Natural Gas Fired Combustion Turbine | GT | Electric Utility | 1 | 135 | 104 | 126 | NG | DFO | N | [6 empty] | Y | Y | 116 | 116 | 113 | 113 | 6H | 6H | Y | Y
19436 | Union Electric Co - (MO) | 55204 | Kinmundy | IL | Marion | 2 | OP | Natural Gas Fired Combustion Turbine | GT | Electric Utility | 1 | 135 | 103 | 126 | NG | DFO | N | [6 empty] | Y | Y | 116 | 116 | 113 | 113 | 6H | 6H | Y | Y
4383 | Corpus Christi Cogeneration LLC | 55206 | Corpus Christi Energy Center | TX | Nueces | ST1 | OP | Natural Gas Fired Combined Cycle | CA | IPP CHP | 3 | 195.5 | 165 | 165 | NG | OG | Y | NG | OG
18642 | Tennessee Valley Authority | 55232 | Marshall Energy Facility | KY | Marshall | CT1 | OP | Natural Gas Fired Combustion Turbine | GT | Electric Utility | 1 | 86 | 72.7 | 92.8 | NG | DFO | Y | NG | DFO |  |  |  |  | Y | Y | 75 | 99.4 | 74.5 | 94.8 | 1H | 1H | Y |  | Y
18642 | Tennessee Valley Authority | 55232 | Marshall Energy Facility | KY | Marshall | CT2 | OP | Natural Gas Fired Combustion Turbine | GT | Electric Utility | 1 | 86 | 72.7 | 92.8 | NG | DFO | Y | NG | DFO |  |  |  |  | Y | Y | 75 | 99.4 | 74.5 | 94.8 | 1H | 1H | Y |  | Y
18642 | Tennessee Valley Authority | 55232 | Marshall Energy Facility | KY | Marshall | CT3 | OP | Natural Gas Fired Combustion Turbine | GT | Electric Utility | 1 | 86 | 72.7 | 92.8 | NG | DFO | Y | NG | DFO |  |  |  |  | Y | Y | 75 | 99.4 | 74.5 | 94.8 | 1H | 1H | Y |  | Y
18642 | Tennessee Valley Authority | 55232 | Marshall Energy Facility | KY | Marshall | CT4 | SB | Natural Gas Fired Combustion Turbine | GT | Electric Utility | 1 | 86 | 72.7 | 92.8 | NG | DFO | Y | NG | DFO |  |  |  |  | Y | Y | 75 | 99.4 | 74.5 | 94.8 | 1H | 1H | Y |  | Y
18642 | Tennessee Valley Authority | 55232 | Marshall Energy Facility | KY | Marshall | CT5 | SB | Natural Gas Fired Combustion Turbine | GT | Electric Utility | 1 | 86 | 72.7 | 92.8 | NG | DFO | Y | NG | DFO |  |  |  |  | Y | Y | 75 | 99.4 | 74.5 | 94.8 | 1H | 1H | Y |  | Y
18642 | Tennessee Valley Authority | 55232 | Marshall Energy Facility | KY | Marshall | CT6 | SB | Natural Gas Fired Combustion Turbine | GT | Electric Utility | 1 | 86 | 72.7 | 92.8 | NG | DFO | Y | NG | DFO |  |  |  |  | Y | Y | 75 | 99.4 | 74.5 | 94.8 | 1H | 1H | Y |  | Y
18642 | Tennessee Valley Authority | 55232 | Marshall Energy Facility | KY | Marshall | CT7 | SB | Natural Gas Fired Combustion Turbine | GT | Electric Utility | 1 | 86 | 72.7 | 92.8 | NG | DFO | Y | NG | DFO |  |  |  |  | Y | Y | 75 | 99.4 | 74.5 | 94.8 | 1H | 1H | Y |  | Y
18642 | Tennessee Valley Authority | 55232 | Marshall Energy Facility | KY | Marshall | CT8 | SB | Natural Gas Fired Combustion Turbine | GT | Electric Utility | 1 | 86 | 72.7 | 92.8 | NG | DFO | Y | NG | DFO |  |  |  |  | Y | Y | 75 | 99.4 | 74.5 | 94.8 | 1H | 1H | Y |  | Y
13582 | NRG Astoria Gas Turbine Operations Inc | 55243 | Astoria Gas Turbines | NY | Queens | 2-1 | OP | Natural Gas Fired Combustion Turbine | GT | IPP Non-CHP | 2 | 41.9 | 36.2 | 44.3 | NG | KER | N | [6 empty] | Y | Y | 36.2 | 44.3 | 36.2 | 44.3 | 1H | 1H | Y |  | Y
13582 | NRG Astoria Gas Turbine Operations Inc | 55243 | Astoria Gas Turbines | NY | Queens | 2-2 | OP | Natural Gas Fired Combustion Turbine | GT | IPP Non-CHP | 2 | 41.9 | 33.6 | 43.7 | NG | KER | N | [6 empty] | Y | Y | 33.6 | 43.7 | 33.6 | 43.7 | 1H | 1H | Y |  | Y
13582 | NRG Astoria Gas Turbine Operations Inc | 55243 | Astoria Gas Turbines | NY | Queens | 2-3 | OP | Natural Gas Fired Combustion Turbine | GT | IPP Non-CHP | 2 | 41.9 | 34.4 | 44.5 | NG | KER | N | [6 empty] | Y | Y | 34.4 | 44.5 | 34.4 | 44.5 | 1H | 1H | Y |  | Y
13582 | NRG Astoria Gas Turbine Operations Inc | 55243 | Astoria Gas Turbines | NY | Queens | 2-4 | OP | Natural Gas Fired Combustion Turbine | GT | IPP Non-CHP | 2 | 41.9 | 34 | 44.9 | NG | KER | N | [6 empty] | Y | Y | 34 | 44.9 | 34 | 44.9 | 1H | 1H | Y |  | Y
13582 | NRG Astoria Gas Turbine Operations Inc | 55243 | Astoria Gas Turbines | NY | Queens | 3-1 | OP | Natural Gas Fired Combustion Turbine | GT | IPP Non-CHP | 2 | 41.9 | 32.8 | 42.3 | NG | KER | N | [6 empty] | Y | Y | 32.8 | 42.3 | 32.8 | 42.3 | 1H | 1H | Y |  | Y
13582 | NRG Astoria Gas Turbine Operations Inc | 55243 | Astoria Gas Turbines | NY | Queens | 3-2 | OP | Natural Gas Fired Combustion Turbine | GT | IPP Non-CHP | 2 | 41.9 | 35.5 | 43 | NG | KER | N | [6 empty] | Y | Y | 35.5 | 43 | 35.5 | 43 | 1H | 1H | Y |  | Y
13582 | NRG Astoria Gas Turbine Operations Inc | 55243 | Astoria Gas Turbines | NY | Queens | 3-3 | OP | Natural Gas Fired Combustion Turbine | GT | IPP Non-CHP | 2 | 41.9 | 33.6 | 43.8 | NG | KER | N | [6 empty] | Y | Y | 33.6 | 43.8 | 33.6 | 43.8 | 1H | 1H | Y |  | Y
13582 | NRG Astoria Gas Turbine Operations Inc | 55243 | Astoria Gas Turbines | NY | Queens | 3-4 | OP | Natural Gas Fired Combustion Turbine | GT | IPP Non-CHP | 2 | 41.9 | 35.5 | 44.7 | NG | KER | N | [6 empty] | Y | Y | 35.5 | 44.7 | 35.5 | 44.7 | 1H | 1H | Y |  | Y
13582 | NRG Astoria Gas Turbine Operations Inc | 55243 | Astoria Gas Turbines | NY | Queens | 4-1 | OP | Natural Gas Fired Combustion Turbine | GT | IPP Non-CHP | 2 | 41.9 | 34.4 | 43.7 | NG | KER | N | [6 empty] | Y | Y | 34.4 | 43.7 | 34.4 | 43.7 | 1H | 1H | Y |  | Y
13582 | NRG Astoria Gas Turbine Operations Inc | 55243 | Astoria Gas Turbines | NY | Queens | 4-2 | OP | Natural Gas Fired Combustion Turbine | GT | IPP Non-CHP | 2 | 41.9 | 33.6 | 42.5 | NG | KER | N | [6 empty] | Y | Y | 33.6 | 42.5 | 33.6 | 42.5 | 1H | 1H | Y |  | Y
13582 | NRG Astoria Gas Turbine Operations Inc | 55243 | Astoria Gas Turbines | NY | Queens | 4-3 | OP | Natural Gas Fired Combustion Turbine | GT | IPP Non-CHP | 2 | 41.9 | 33.5 | 43.1 | NG | KER | N | [6 empty] | Y | Y | 33.5 | 43.1 | 33.5 | 43.1 | 1H | 1H | Y |  | Y
13582 | NRG Astoria Gas Turbine Operations Inc | 55243 | Astoria Gas Turbines | NY | Queens | 4-4 | OP | Natural Gas Fired Combustion Turbine | GT | IPP Non-CHP | 2 | 41.9 | 32.6 | 43.5 | NG | KER | N | [6 empty] | Y | Y | 32.6 | 43.5 | 32.6 | 43.5 | 1H | 1H | Y |  | Y
17650 | Southern Power Co | 55267 | Edward L. Addison Generating Plant | GA | Upson | 712 | OP | Natural Gas Fired Combustion Turbine | GT | IPP Non-CHP | 2 | 175.3 | 151.6 | 172 | NG | DFO | N | [6 empty] | Y | Y | 151.74 | 172.02 | 151.74 | 172.02 | 6H | 6H | Y |  | Y
17650 | Southern Power Co | 55267 | Edward L. Addison Generating Plant | GA | Upson | 713 | OP | Natural Gas Fired Combustion Turbine | GT | IPP Non-CHP | 2 | 175.3 | 148.6 | 172.4 | NG | DFO | N | [6 empty] | Y | Y | 152.1 | 172.4 | 152.1 | 172.4 | 6H | 6H | Y |  | Y
17650 | Southern Power Co | 55267 | Edward L. Addison Generating Plant | GA | Upson | 714 | OP | Natural Gas Fired Combustion Turbine | GT | IPP Non-CHP | 2 | 175.3 | 150.5 | 169.5 | NG | DFO | N | [6 empty] | Y | Y | 149.48 | 169.46 | 148.48 | 169.46 | 6H | 6H | Y |  | Y
17650 | Southern Power Co | 55267 | Edward L. Addison Generating Plant | GA | Upson | 715 | OP | Natural Gas Fired Combustion Turbine | GT | IPP Non-CHP | 2 | 175.3 | 144.4 | 165 | NG | DFO | N | [6 empty] | Y | Y | 145.53 | 164.98 | 145.53 | 164.98 | 6H | 6H | Y |  | Y
31386 | Tenaska Alabama Partners LP | 55271 | Tenaska Lindsay Hill Generating Station | AL | Autauga | GTG1 | OP | Natural Gas Fired Combined Cycle | CT | IPP Non-CHP | 2 | 183.1 | 152 | 160 | NG | DFO | N | [6 empty] | Y | Y | 152 | 160 | 158 | 168 | 6H | 6H | Y | Y
31386 | Tenaska Alabama Partners LP | 55271 | Tenaska Lindsay Hill Generating Station | AL | Autauga | GTG2 | OP | Natural Gas Fired Combined Cycle | CT | IPP Non-CHP | 2 | 183.1 | 152 | 160 | NG | DFO | N | [6 empty] | Y | Y | 152 | 160 | 158 | 168 | 6H | 6H | Y | Y
31386 | Tenaska Alabama Partners LP | 55271 | Tenaska Lindsay Hill Generating Station | AL | Autauga | GTG3 | OP | Natural Gas Fired Combined Cycle | CT | IPP Non-CHP | 2 | 183.1 | 149 | 160 | NG | DFO | N | [6 empty] | Y | Y | 152 | 160 | 158 | 168 | 6H | 6H | Y | Y
17650 | Southern Power Co | 55286 | Oleander Power Project LP | FL | Brevard | OG1 | OP | Natural Gas Fired Combustion Turbine | GT | IPP Non-CHP | 2 | 198.9 | 163.8 | 175.6 | NG | DFO | N | [6 empty] | Y | Y | 163.8 | 175.6 | 163.8 | 175.6 | 6H | 6H | N
17650 | Southern Power Co | 55286 | Oleander Power Project LP | FL | Brevard | OG2 | OP | Natural Gas Fired Combustion Turbine | GT | IPP Non-CHP | 2 | 198.9 | 155.4 | 166.5 | NG | DFO | N | [6 empty] | Y | Y | 155.4 | 166.5 | 155.4 | 166.5 | 6H | 6H | N
17650 | Southern Power Co | 55286 | Oleander Power Project LP | FL | Brevard | OG3 | OP | Natural Gas Fired Combustion Turbine | GT | IPP Non-CHP | 2 | 198.9 | 155.1 | 166.3 | NG | DFO | N | [6 empty] | Y | Y | 155.1 | 166.3 | 155.1 | 166.3 | 6H | 6H | N
17650 | Southern Power Co | 55286 | Oleander Power Project LP | FL | Brevard | OG4 | OP | Natural Gas Fired Combustion Turbine | GT | IPP Non-CHP | 2 | 198.9 | 155.7 | 166.8 | NG | DFO | N | [6 empty] | Y | Y | 155.7 | 166.8 | 155.7 | 166.8 | 6H | 6H | N
17650 | Southern Power Co | 55286 | Oleander Power Project LP | FL | Brevard | OG5 | OP | Natural Gas Fired Combustion Turbine | GT | IPP Non-CHP | 2 | 198.8 | 160.2 | 182 | NG | DFO | N | [6 empty] | Y | Y | 160.2 | 182 | 160.2 | 182 | 6H | 6H | N
3370 | Channel Energy Center LLC | 55299 | Channel Energy Center LLC | TX | Harris | CTG1 | OP | Natural Gas Fired Combined Cycle | CT | IPP CHP | 3 | 215 | 185 | 210 | NG | OG | Y | NG | OG |  |  |  |  | N
3370 | Channel Energy Center LLC | 55299 | Channel Energy Center LLC | TX | Harris | CTG2 | OP | Natural Gas Fired Combined Cycle | CT | IPP CHP | 3 | 215 | 185 | 210 | NG | OG | Y | NG | OG |  |  |  |  | N
2671 | Baconton Power LLC | 55304 | Baconton Power Plant | GA | Mitchell | CT1 | OP | Natural Gas Fired Combustion Turbine | GT | IPP Non-CHP | 2 | 60.5 | 49 | 49 | NG | DFO | N | [6 empty] | Y | Y | 49.25 | 49.25 | 48.5 | 48.5 | 1H | 1H | Y | Y
2671 | Baconton Power LLC | 55304 | Baconton Power Plant | GA | Mitchell | CT4 | OP | Natural Gas Fired Combustion Turbine | GT | IPP Non-CHP | 2 | 60.5 | 49 | 49 | NG | DFO | N | [6 empty] | Y | Y | 49.25 | 49.25 | 48.5 | 48.5 | 1H | 1H | Y | Y
2671 | Baconton Power LLC | 55304 | Baconton Power Plant | GA | Mitchell | CT5 | OP | Natural Gas Fired Combustion Turbine | GT | IPP Non-CHP | 2 | 60.5 | 49 | 49 | NG | DFO | N | [6 empty] | Y | Y | 49.25 | 49.25 | 48.5 | 48.5 | 1H | 1H | Y | Y
2671 | Baconton Power LLC | 55304 | Baconton Power Plant | GA | Mitchell | CT6 | OP | Natural Gas Fired Combustion Turbine | GT | IPP Non-CHP | 2 | 60.5 | 49 | 49 | NG | DFO | N | [6 empty] | Y | Y | 49.25 | 49.25 | 48.5 | 48.5 | 1H | 1H | Y | Y
26469 | Ingleside Cogeneration LP | 55313 | Ingleside Cogeneration | TX | San Patricio | CTG1 | OP | Natural Gas Fired Combined Cycle | CT | Industrial CHP | 7 | 170.1 | 155 | 179 | NG | OTH | Y | OTH | NG |  |  |  |  | N
26469 | Ingleside Cogeneration LP | 55313 | Ingleside Cogeneration | TX | San Patricio | CTG2 | OP | Natural Gas Fired Combined Cycle | CT | Industrial CHP | 7 | 170.1 | 155 | 179 | NG | OTH | Y | OTH | NG |  |  |  |  | N
59368 | Calpine Fore River Energy Center, LLC | 55317 | Fore River Generating Station | MA | Norfolk | GT11 | OP | Natural Gas Fired Combined Cycle | CT | IPP Non-CHP | 2 | 278.6 | 228.8 | 265.7 | NG | DFO | N | [6 empty] | Y | Y | 228.8 | 265.7 | 0 | 230 | 6H | 6H | Y |  | Y
59368 | Calpine Fore River Energy Center, LLC | 55317 | Fore River Generating Station | MA | Norfolk | GT12 | OP | Natural Gas Fired Combined Cycle | CT | IPP Non-CHP | 2 | 278.6 | 228.1 | 264.9 | NG | DFO | N | [6 empty] | Y | Y | 228.1 | 264.9 | 0 | 230 | 6H | 6H | Y |  | Y
59368 | Calpine Fore River Energy Center, LLC | 55317 | Fore River Generating Station | MA | Norfolk | ST15 | OP | Natural Gas Fired Combined Cycle | CA | IPP Non-CHP | 2 | 315 | 269.1 | 312.4 | NG |  | N | [6 empty] | Y |  | 269.1 | 312.4 | 0 | 250 | 6H | 6H | Y |  | Y
14610 | Orlando Utilities Comm | 55318 | Indian River | FL | Brevard | 1 | OS | Natural Gas Steam Turbine | ST | Electric Utility | 1 | 79 | 75.5 | 79 | NG | RFO | Y | RFO | NG |  |  |  |  | Y | Y | 79 | 79 | 79 | 79 | 6H | 6H | Y |  | Y
14610 | Orlando Utilities Comm | 55318 | Indian River | FL | Brevard | 2 | OS | Natural Gas Steam Turbine | ST | Electric Utility | 1 | 213 | 181.3 | 186 | NG | RFO | Y | RFO | NG |  |  |  |  | Y | Y | 176 | 176 | 176 | 176 | 6H | 6H | Y |  | Y
14610 | Orlando Utilities Comm | 55318 | Indian River | FL | Brevard | 3 | OS | Natural Gas Steam Turbine | ST | Electric Utility | 1 | 317 | 319.6 | 320 | NG | RFO | Y | RFO | NG |  |  |  |  | Y | Y | 295 | 295 | 311 | 311 | 6H | 6H | Y |  | Y
924 | Associated Electric Coop, Inc | 55340 | Dell Power Station | AR | Mississippi | CTG1 | OP | Natural Gas Fired Combined Cycle | CT | Electric Utility | 1 | 199.3 | 150 | 171 | NG | DFO | N | NG | DFO |  |  |  |  | Y | N | 150 | 186 | 150 | 186 | 6H | 6H | N
924 | Associated Electric Coop, Inc | 55340 | Dell Power Station | AR | Mississippi | CTG2 | OP | Natural Gas Fired Combined Cycle | CT | Electric Utility | 1 | 199.3 | 151 | 173 | NG | DFO | N | NG | DFO |  |  |  |  | Y | N | 151 | 186 | 150 | 186 | 6H | 6H | N
56412 | IPA Operations Inc - Armstrong | 55347 | Armstrong | PA | Armstrong | 1 | OP | Natural Gas Fired Combustion Turbine | GT | IPP Non-CHP | 2 | 172 | 155.4 | 169 | NG | DFO | N | [6 empty] | Y | Y | 155.4 | 170 | 151.4 | 188 | 1H | 1H | Y | Y | Y
56412 | IPA Operations Inc - Armstrong | 55347 | Armstrong | PA | Armstrong | 2 | OP | Natural Gas Fired Combustion Turbine | GT | IPP Non-CHP | 2 | 172 | 155.3 | 169 | NG | DFO | N | [6 empty] | Y | Y | 155.3 | 170 | 151.4 | 188 | 1H | 1H | Y | Y | Y
56412 | IPA Operations Inc - Armstrong | 55347 | Armstrong | PA | Armstrong | 3 | OP | Natural Gas Fired Combustion Turbine | GT | IPP Non-CHP | 2 | 172 | 146.4 | 169 | NG | DFO | N | [6 empty] | Y | Y | 146.4 | 170 | 151.4 | 188 | 1H | 1H | Y | Y | Y
56412 | IPA Operations Inc - Armstrong | 55347 | Armstrong | PA | Armstrong | 4 | OP | Natural Gas Fired Combustion Turbine | GT | IPP Non-CHP | 2 | 172 | 146 | 169 | NG | DFO | N | [6 empty] | Y | Y | 146 | 170 | 151.4 | 188 | 1H | 1H | Y | Y | Y
56533 | Troy Energy LLC | 55348 | Troy Energy LLC | OH | Wood | 1 | OP | Natural Gas Fired Combustion Turbine | GT | IPP Non-CHP | 2 | 172 | 146 | 169 | NG | DFO | N | [6 empty] | Y | Y | 146 | 160 | 152 | 170 | 1H | 1H | Y | Y | Y
56533 | Troy Energy LLC | 55348 | Troy Energy LLC | OH | Wood | 2 | OP | Natural Gas Fired Combustion Turbine | GT | IPP Non-CHP | 2 | 172 | 146 | 169 | NG | DFO | N | [6 empty] | Y | Y | 146 | 160 | 152 | 170 | 1H | 1H | Y | Y | Y
56533 | Troy Energy LLC | 55348 | Troy Energy LLC | OH | Wood | 3 | OP | Natural Gas Fired Combustion Turbine | GT | IPP Non-CHP | 2 | 172 | 146 | 169 | NG | DFO | N | [6 empty] | Y | Y | 146 | 160 | 152 | 170 | 1H | 1H | Y | Y | Y
56533 | Troy Energy LLC | 55348 | Troy Energy LLC | OH | Wood | 4 | OP | Natural Gas Fired Combustion Turbine | GT | IPP Non-CHP | 2 | 172 | 146 | 169 | NG | DFO | N | [6 empty] | Y | Y | 146 | 160 | 152 | 170 | 1H | 1H | Y | Y | Y
55749 | Pleasants Energy LLC | 55349 | Pleasants Energy LLC | WV | Pleasants | 1 | OP | Natural Gas Fired Combustion Turbine | GT | IPP Non-CHP | 2 | 172 | 160.2 | 160.2 | NG | DFO | N | [6 empty] | Y | Y | 151.1 | 151.1 | 160.2 | 160.2 | 1H | 1H | Y |  | Y
55749 | Pleasants Energy LLC | 55349 | Pleasants Energy LLC | WV | Pleasants | 2 | OP | Natural Gas Fired Combustion Turbine | GT | IPP Non-CHP | 2 | 172 | 161.1 | 161.1 | NG | DFO | N | [6 empty] | Y | Y | 154.2 | 154.2 | 161.1 | 161.1 | 1H | 1H | Y |  | Y
22979 | Astoria Energy LLC | 55375 | Astoria Energy | NY | Queens | CT1 | OP | Natural Gas Fired Combined Cycle | CT | IPP Non-CHP | 2 | 170 | 156 | 170 | NG | DFO | N | [6 empty] | Y | N | 165 | 189 | 165 | 189 | 1H | 1H | Y | Y | Y
22979 | Astoria Energy LLC | 55375 | Astoria Energy | NY | Queens | CT2 | OP | Natural Gas Fired Combined Cycle | CT | IPP Non-CHP | 2 | 170 | 156 | 170 | NG | DFO | N | [6 empty] | Y | N | 165 | 189 | 165 | 189 | 1H | 1H | Y | Y | Y
4028 | Columbia Energy LLC | 55386 | Columbia Energy Center (SC) | SC | Calhoun | CT2 | OP | Natural Gas Fired Combined Cycle | CT | IPP CHP | 3 | 197 | 151.5 | 180.1 | NG | DFO | N | [6 empty] | Y | Y | 151.5 | 180.1 | 151.5 | 180.1 | 1H | 1H | Y | Y | Y
24121 | Calpine -RockGen Energy | 55391 | RockGen Energy Center | WI | Dane | 01 | OP | Natural Gas Fired Combustion Turbine | GT | IPP Non-CHP | 2 | 187 | 157 | 157 | NG | DFO | N | [6 empty] | Y | Y | 155 | 162 | 0 | 0 | 1H | 1H | Y | Y | Y
24121 | Calpine -RockGen Energy | 55391 | RockGen Energy Center | WI | Dane | 02 | OP | Natural Gas Fired Combustion Turbine | GT | IPP Non-CHP | 2 | 187 | 157 | 157 | NG | DFO | N | [6 empty] | Y | Y | 155 | 162 | 0 | 0 | 1H | 1H | Y | Y | Y
24121 | Calpine -RockGen Energy | 55391 | RockGen Energy Center | WI | Dane | 03 | OP | Natural Gas Fired Combustion Turbine | GT | IPP Non-CHP | 2 | 187 | 157 | 157 | NG | DFO | N | [6 empty] | Y | Y | 155 | 162 | 0 | 0 | 1H | 1H | Y | Y | Y
21191 | Zion Energy LLC | 55392 | Zion Energy Center | IL | Lake | CTG1 | OP | Natural Gas Fired Combustion Turbine | GT | IPP Non-CHP | 2 | 198.9 | 152 | 181 | NG | DFO | N | [6 empty] | Y | Y | 156 | 165 | 165 | 175 | 1H | 1H | N
21191 | Zion Energy LLC | 55392 | Zion Energy Center | IL | Lake | CTG2 | OP | Natural Gas Fired Combustion Turbine | GT | IPP Non-CHP | 2 | 198.9 | 152 | 181 | NG | DFO | N | [6 empty] | Y | Y | 156 | 165 | 165 | 175 | 1H | 1H | N
21191 | Zion Energy LLC | 55392 | Zion Energy Center | IL | Lake | CTG3 | OP | Natural Gas Fired Combustion Turbine | GT | IPP Non-CHP | 2 | 198.9 | 152 | 181 | NG | DFO | N | [6 empty] | Y | Y | 156 | 165 | 165 | 175 | 1H | 1H | N
34028 | Calhoun Power Co LLC | 55409 | Calhoun Energy Center | AL | Calhoun | CAL1 | OP | Natural Gas Fired Combustion Turbine | GT | IPP Non-CHP | 2 | 187 | 158 | 188 | NG | DFO | N | [6 empty] | Y | Y | 158 | 188 | 158 | 188 | 1H | 1H | Y |  | Y
34028 | Calhoun Power Co LLC | 55409 | Calhoun Energy Center | AL | Calhoun | CAL2 | OP | Natural Gas Fired Combustion Turbine | GT | IPP Non-CHP | 2 | 187 | 158 | 188 | NG | DFO | N | [6 empty] | Y | Y | 158 | 188 | 158 | 188 | 1H | 1H | Y |  | Y
34028 | Calhoun Power Co LLC | 55409 | Calhoun Energy Center | AL | Calhoun | CAL3 | OP | Natural Gas Fired Combustion Turbine | GT | IPP Non-CHP | 2 | 187 | 158 | 188 | NG | DFO | N | [6 empty] | Y | Y | 158 | 188 | 158 | 188 | 1H | 1H | Y |  | Y
34028 | Calhoun Power Co LLC | 55409 | Calhoun Energy Center | AL | Calhoun | CAL4 | OP | Natural Gas Fired Combustion Turbine | GT | IPP Non-CHP | 2 | 187 | 158 | 188 | NG | DFO | N | [6 empty] | Y | Y | 158 | 188 | 158 | 188 | 1H | 1H | Y |  | Y
40192 | Shady Hills Power Co LLC | 55414 | Shady Hills Generating Station | FL | Pasco | G101 | OP | Natural Gas Fired Combustion Turbine | GT | IPP Non-CHP | 2 | 180.4 | 154.4 | 170.2 | NG | DFO | N | [6 empty] | Y | Y | 156 | 172 | 160 | 180 | 6H | 1H | Y |  | Y
40192 | Shady Hills Power Co LLC | 55414 | Shady Hills Generating Station | FL | Pasco | G201 | OP | Natural Gas Fired Combustion Turbine | GT | IPP Non-CHP | 2 | 180.4 | 154.4 | 170.2 | NG | DFO | N | [6 empty] | Y | Y | 156 | 172 | 160 | 180 | 6H | 1H | Y |  | Y
40192 | Shady Hills Power Co LLC | 55414 | Shady Hills Generating Station | FL | Pasco | G301 | OP | Natural Gas Fired Combustion Turbine | GT | IPP Non-CHP | 2 | 180.4 | 154.4 | 170.2 | NG | DFO | N | [6 empty] | Y | Y | 156 | 172 | 160 | 180 | 6H | 1H | Y |  | Y
39125 | Vandolah Power Co LLC | 55415 | Vandolah Power Station | FL | Hardee | G101 | OP | Natural Gas Fired Combustion Turbine | GT | IPP Non-CHP | 2 | 182 | 161.5 | 171.5 | NG | DFO | Y | NG | DFO |  |  |  |  | Y | Y | 161.5 | 171.5 | 161.5 | 171.5 | 1H | 1H | Y |  | Y
39125 | Vandolah Power Co LLC | 55415 | Vandolah Power Station | FL | Hardee | G201 | OP | Natural Gas Fired Combustion Turbine | GT | IPP Non-CHP | 2 | 182 | 161.5 | 171.5 | NG | DFO | Y | NG | DFO |  |  |  |  | Y | Y | 161.5 | 171.5 | 161.5 | 171.5 | 1H | 1H | Y |  | Y
39125 | Vandolah Power Co LLC | 55415 | Vandolah Power Station | FL | Hardee | G301 | OP | Natural Gas Fired Combustion Turbine | GT | IPP Non-CHP | 2 | 182 | 161.5 | 171.5 | NG | DFO | Y | NG | DFO |  |  |  |  | Y | Y | 161.5 | 171.5 | 161.5 | 171.5 | 1H | 1H | Y |  | Y
39125 | Vandolah Power Co LLC | 55415 | Vandolah Power Station | FL | Hardee | G401 | OP | Natural Gas Fired Combustion Turbine | GT | IPP Non-CHP | 2 | 182 | 161.5 | 171.5 | NG | DFO | Y | NG | DFO |  |  |  |  | Y | Y | 161.5 | 171.5 | 161.5 | 171.5 | 1H | 1H | Y |  | Y
5347 | Dow Chemical Co | 55419 | Plaquemine Cogeneration Plant | LA | Iberville | G500 | OP | Natural Gas Fired Combined Cycle | CT | Industrial CHP | 7 | 198 | 151 | 186 | NG | OG | Y | NG |  |  | OG |  |  | N
5347 | Dow Chemical Co | 55419 | Plaquemine Cogeneration Plant | LA | Iberville | G600 | OP | Natural Gas Fired Combined Cycle | CT | Industrial CHP | 7 | 198 | 151 | 186 | NG | OG | Y | NG |  |  | OG |  |  | N
5347 | Dow Chemical Co | 55419 | Plaquemine Cogeneration Plant | LA | Iberville | G700 | OP | Natural Gas Fired Combined Cycle | CT | Industrial CHP | 7 | 198 | 151 | 186 | NG | OG | Y | NG |  |  | OG |  |  | N
5347 | Dow Chemical Co | 55419 | Plaquemine Cogeneration Plant | LA | Iberville | G800 | OP | Natural Gas Fired Combined Cycle | CT | Industrial CHP | 7 | 198 | 151 | 186 | NG | OG | Y | NG |  |  | OG |  |  | N
55839 | Domtar Paper Company LLC | 55429 | Kentucky Mills | KY | Hancock | 01 | OP | Wood/Wood Waste Biomass | ST | Industrial CHP | 7 | 88 | 49 | 60 | BLQ | WDS | Y | BLQ | WDS | NG | SLW |  |  | N
18569 | Tenaska Virginia Partners LP | 55439 | Tenaska Virginia Generating Station | VA | Fluvanna | CTG1 | OP | Natural Gas Fired Combined Cycle | CT | IPP Non-CHP | 2 | 183.3 | 166 | 167 | NG | DFO | N | [6 empty] | Y | Y | 169 | 180 | 0 | 180 | 6H | 6H | Y | Y | Y
18569 | Tenaska Virginia Partners LP | 55439 | Tenaska Virginia Generating Station | VA | Fluvanna | CTG2 | OP | Natural Gas Fired Combined Cycle | CT | IPP Non-CHP | 2 | 183.3 | 166 | 167 | NG | DFO | N | [6 empty] | Y | Y | 169 | 180 | 0 | 180 | 6H | 6H | Y | Y | Y
18569 | Tenaska Virginia Partners LP | 55439 | Tenaska Virginia Generating Station | VA | Fluvanna | CTG3 | OP | Natural Gas Fired Combined Cycle | CT | IPP Non-CHP | 2 | 183.3 | 172 | 173 | NG | DFO | N | [6 empty] | Y | Y | 175 | 186 | 0 | 180 | 6H | 6H | Y | Y | Y
18569 | Tenaska Virginia Partners LP | 55439 | Tenaska Virginia Generating Station | VA | Fluvanna | STG1 | OP | Natural Gas Fired Combined Cycle | CA | IPP Non-CHP | 2 | 396.2 | 395.1 | 396 | NG |  | N | [6 empty] | Y | Y | 398 | 398 | 0 | 300 | 6H | 6H | Y | Y | Y
18835 | Tenaska Alabama B LP | 55440 | Tenaska Central Alabama Generating Stn | AL | Autauga | CTG1 | OP | Natural Gas Fired Combined Cycle | CT | IPP Non-CHP | 2 | 179 | 174.3 | 189 | NG |  | N | [6 empty] | Y | Y | 174.3 | 189 | 174.3 | 189 | 6H | 6H | N
18835 | Tenaska Alabama B LP | 55440 | Tenaska Central Alabama Generating Stn | AL | Autauga | CTG2 | OP | Natural Gas Fired Combined Cycle | CT | IPP Non-CHP | 2 | 179 | 173.6 | 188 | NG |  | N | [6 empty] | Y | Y | 173.6 | 188 | 173.6 | 188 | 6H | 6H | N
18835 | Tenaska Alabama B LP | 55440 | Tenaska Central Alabama Generating Stn | AL | Autauga | CTG3 | OP | Natural Gas Fired Combined Cycle | CT | IPP Non-CHP | 2 | 179 | 177.4 | 190 | NG |  | N | [6 empty] | Y | Y | 177.4 | 190 | 177.4 | 190 | 6H | 6H | N
30151 | Tri-State G & T Assn, Inc | 55504 | Limon Generating Station | CO | Lincoln | L1 | OP | Natural Gas Fired Combustion Turbine | GT | Electric Utility | 1 | 77.1 | 67 | 75 | NG | DFO | N | [6 empty] | Y | Y | 67 | 75 | 67 | 75 | 6H | 6H | Y | Y | Y
30151 | Tri-State G & T Assn, Inc | 55504 | Limon Generating Station | CO | Lincoln | L2 | OP | Natural Gas Fired Combustion Turbine | GT | Electric Utility | 1 | 77.1 | 67 | 75 | NG | DFO | N | [6 empty] | Y | Y | 67 | 75 | 67 | 75 | 6H | 6H | Y | Y | Y
30151 | Tri-State G & T Assn, Inc | 55505 | Frank Knutson | CO | Adams | BR1 | OP | Natural Gas Fired Combustion Turbine | GT | Electric Utility | 1 | 77.1 | 67 | 75 | NG | DFO | N | [6 empty] | Y | Y | 67 | 75 | 67 | 75 | 6H | 6H | Y | Y | Y
30151 | Tri-State G & T Assn, Inc | 55505 | Frank Knutson | CO | Adams | BR2 | OP | Natural Gas Fired Combustion Turbine | GT | Electric Utility | 1 | 77.1 | 67 | 75 | NG | DFO | N | [6 empty] | Y | Y | 67 | 75 | 67 | 75 | 6H | 6H | Y | Y | Y
56608 | Calpine Mid-Merit LLC | 55524 | York Energy Center | PA | York | CTG1 | OP | Natural Gas Fired Combined Cycle | CT | IPP Non-CHP | 2 | 120 | 113 | 113 | NG | DFO | N | [6 empty] | Y | Y | 120 | 120 | 120 | 120 | 6H | 6H | Y |  | Y
56608 | Calpine Mid-Merit LLC | 55524 | York Energy Center | PA | York | CTG2 | OP | Natural Gas Fired Combined Cycle | CT | IPP Non-CHP | 2 | 120 | 122 | 122 | NG | DFO | N | [6 empty] | Y | Y | 120 | 120 | 120 | 120 | 6H | 6H | Y |  | Y
56608 | Calpine Mid-Merit LLC | 55524 | York Energy Center | PA | York | CTG3 | OP | Natural Gas Fired Combined Cycle | CT | IPP Non-CHP | 2 | 120 | 122 | 122 | NG | DFO | N | [6 empty] | Y | Y | 120 | 120 | 120 | 120 | 6H | 6H | Y |  | Y
49981 | Diamond Generating Corporation | 55542 | Larkspur Energy Facility | CA | San Diego | CTG1 | OP | Natural Gas Fired Combustion Turbine | GT | IPP Non-CHP | 2 | 49.9 | 45.6 | 45.6 | NG | DFO | Y | NG | DFO |  |  |  |  | Y | Y | 45.6 | 45.6 | 45.6 | 45.6 | 6H | 1H | Y |  | Y
49981 | Diamond Generating Corporation | 55542 | Larkspur Energy Facility | CA | San Diego | CTG2 | OP | Natural Gas Fired Combustion Turbine | GT | IPP Non-CHP | 2 | 49.9 | 46 | 46 | NG | DFO | Y | NG | DFO |  |  |  |  | Y | Y | 46 | 46 | 46 | 46 | 6H | 1H | Y |  | Y
20323 | Wellhead Services Inc | 55600 | Binghamton Cogen | NY | Broome | 1 | OP | Natural Gas Fired Combustion Turbine | GT | IPP CHP | 3 | 47.7 | 42 | 47 | NG | DFO | [7 empty] | Y | Y | 42 | 47 | 42 | 47 | 1H | 1H | Y | Y | Y
15466 | Public Service Co of Colorado | 55645 | Blue Spruce Energy Center | CO | Adams | CT01 | OP | Natural Gas Fired Combustion Turbine | GT | Electric Utility | 1 | 198.9 | 130 | 144 | NG | DFO | N | [6 empty] | Y | Y | 130 | 144 | 130 | 144 | 1H | 1H | N
15466 | Public Service Co of Colorado | 55645 | Blue Spruce Energy Center | CO | Adams | CT02 | OP | Natural Gas Fired Combustion Turbine | GT | Electric Utility | 1 | 198.9 | 134 | 148 | NG | DFO | N | [6 empty] | Y | Y | 134 | 148 | 138 | 148 | 1H | 1H | N
13538 | Essential Power Newington LLC | 55661 | Essential Power Newington LLC | NH | Rockingham | GT-1 | OP | Natural Gas Fired Combined Cycle | CT | IPP Non-CHP | 2 | 185.6 | 167.9 | 185.6 | NG | DFO | N | [6 empty] | Y | Y | 167.9 | 185.6 | 167.9 | 185.6 | 1H | 1H | Y | Y | Y
13538 | Essential Power Newington LLC | 55661 | Essential Power Newington LLC | NH | Rockingham | GT-2 | OP | Natural Gas Fired Combined Cycle | CT | IPP Non-CHP | 2 | 185.6 | 165.6 | 185.5 | NG | DFO | N | [6 empty] | Y | Y | 167.9 | 185.6 | 167.9 | 185.6 | 1H | 1H | Y | Y | Y
56607 | Calpine Bethlehem LLC | 55690 | Bethlehem Power Plant | PA | Northampton | CTG1 | OP | Natural Gas Fired Combined Cycle | CT | IPP Non-CHP | 2 | 127 | 118 | 118 | NG | DFO | N | [6 empty] | Y | N | 118 | 118 | 118 | 118 | 6H | 6H | Y | Y | Y
56607 | Calpine Bethlehem LLC | 55690 | Bethlehem Power Plant | PA | Northampton | CTG2 | OP | Natural Gas Fired Combined Cycle | CT | IPP Non-CHP | 2 | 127 | 127 | 127 | NG | DFO | N | [6 empty] | Y | N | 127 | 127 | 127 | 127 | 6H | 6H | Y | Y | Y
56607 | Calpine Bethlehem LLC | 55690 | Bethlehem Power Plant | PA | Northampton | CTG3 | OP | Natural Gas Fired Combined Cycle | CT | IPP Non-CHP | 2 | 127 | 127 | 127 | NG | DFO | N | [6 empty] | Y | N | 127 | 127 | 127 | 127 | 6H | 6H | Y | Y | Y
56607 | Calpine Bethlehem LLC | 55690 | Bethlehem Power Plant | PA | Northampton | CTG5 | OP | Natural Gas Fired Combined Cycle | CT | IPP Non-CHP | 2 | 127 | 118 | 118 | NG | DFO | N | [6 empty] | Y | N | 127 | 127 | 127 | 127 | 6H | 6H | Y | Y | Y
56607 | Calpine Bethlehem LLC | 55690 | Bethlehem Power Plant | PA | Northampton | CTG6 | OP | Natural Gas Fired Combined Cycle | CT | IPP Non-CHP | 2 | 127 | 127 | 127 | NG | DFO | N | [6 empty] | Y | N | 127 | 127 | 127 | 127 | 6H | 6H | Y | Y | Y
56607 | Calpine Bethlehem LLC | 55690 | Bethlehem Power Plant | PA | Northampton | CTG7 | OP | Natural Gas Fired Combined Cycle | CT | IPP Non-CHP | 2 | 127 | 127 | 127 | NG | DFO | N | [6 empty] | Y | N | 127 | 127 | 127 | 127 | 6H | 6H | Y | Y | Y
56607 | Calpine Bethlehem LLC | 55690 | Bethlehem Power Plant | PA | Northampton | STG4 | OP | Natural Gas Fired Combined Cycle | CA | IPP Non-CHP | 2 | 195.5 | 195 | 195 | NG | DFO | N | [6 empty] | Y | N | 195 | 195 | 195 | 195 | 6H | 6H | Y | Y | Y
56607 | Calpine Bethlehem LLC | 55690 | Bethlehem Power Plant | PA | Northampton | STG8 | OP | Natural Gas Fired Combined Cycle | CA | IPP Non-CHP | 2 | 195.5 | 195 | 195 | NG | DFO | N | [6 empty] | Y | N | 195 | 195 | 195 | 195 | 6H | 6H | Y | Y | Y
17650 | Southern Power Co | 55821 | Curtis H Stanton Energy Center | FL | Orange | A | OP | Natural Gas Fired Combined Cycle | CT | IPP Non-CHP | 2 | 203.2 | 656.9 | 656.9 | NG | DFO | N | [6 empty] | Y | Y | 656.9 | 659.6 | 659.6 | 659.6 | 6H | 6H | N
17650 | Southern Power Co | 55821 | Curtis H Stanton Energy Center | FL | Orange | B | OP | Natural Gas Fired Combined Cycle | CT | IPP Non-CHP | 2 | 203.2 |  |  | NG | DFO | N | [6 empty] | Y | Y |  |  |  |  | 6H | 6H | N
57207 | HC-50 MAIN STREET, LLC | 55830 | East Millinocket Mill | ME | Penobscot | M2S1 | OS | Wood/Wood Waste Biomass | ST | Industrial CHP | 7 | 15.6 | 14.5 | 14.7 | WDS | RFO | Y | WDS | RFO |  |  |  |  | N
57207 | HC-50 MAIN STREET, LLC | 55830 | East Millinocket Mill | ME | Penobscot | M2S2 | OS | Wood/Wood Waste Biomass | ST | Industrial CHP | 7 | 15.6 | 14.5 | 14.7 | WDS | RFO | Y | WDS | RFO |  |  |  |  | N
57207 | HC-50 MAIN STREET, LLC | 55830 | East Millinocket Mill | ME | Penobscot | M2S3 | OS | Wood/Wood Waste Biomass | ST | Industrial CHP | 7 | 30.2 | 28.1 | 28.4 | WDS | RFO | Y | WDS | RFO |  |  |  |  | N
2872 | Auburndale Peaker Energy Center LLC | 55833 | Auburndale Peaker Energy Center | FL | Polk | CTP | OP | Natural Gas Fired Combustion Turbine | GT | IPP Non-CHP | 2 | 130.1 | 117 | 126 | NG | DFO | N | [6 empty] | Y | Y | 117 | 126 | 115 | 124 | 1H | 1H | Y | Y | Y
20858 | WPPI Energy | 55836 | Island Street Peaking Plant | WI | Outagamie | FT81 | OP | Natural Gas Fired Combustion Turbine | GT | Electric Utility | 1 | 60.5 | 52 | 60.1 | NG | DFO | N | [6 empty] | Y | Y | 53 | 62 | 47 | 54 | 1H | 1H | N
19676 | Valero Refining Co California | 55851 | Valero Refinery Cogeneration Unit 1 | CA | Solano | GT 1 | OP | Natural Gas Fired Combustion Turbine | GT | Industrial CHP | 7 | 51 | 45.4 | 46.8 | NG | OG | Y | OG | NG |  |  |  |  | N
6306 | Benson Power, LLC. | 55867 | Benson Power Biomass Plant | MN | Swift | G1 | OP | Wood/Wood Waste Biomass | ST | IPP Non-CHP | 2 | 62.5 | 55 | 55 | WDS | AB | Y | AB | WDS |  |  |  |  | N
17539 | South Carolina Electric&Gas Company | 55927 | Jasper | SC | Jasper | CT1 | OP | Natural Gas Fired Combined Cycle | CT | Electric Utility | 1 | 198.9 | 158 | 171 | NG | DFO | N | [6 empty] | Y | Y | 156 | 171 | 156 | 171 | 1H | 1H | Y |  | Y
17539 | South Carolina Electric&Gas Company | 55927 | Jasper | SC | Jasper | CT2 | OP | Natural Gas Fired Combined Cycle | CT | Electric Utility | 1 | 198.9 | 168 | 177 | NG | DFO | N | [6 empty] | Y | Y | 164 | 177 | 164 | 177 | 1H | 1H | Y |  | Y
17539 | South Carolina Electric&Gas Company | 55927 | Jasper | SC | Jasper | CT3 | OP | Natural Gas Fired Combined Cycle | CT | Electric Utility | 1 | 198.9 | 151 | 174 | NG | DFO | N | [6 empty] | Y | Y | 147 | 174 | 147 | 174 | 1H | 1H | Y |  | Y
12186 | McMinnville Electric System | 55928 | McMinnville | TN | Warren | 12 | OP | Other Waste Biomass | IC | Electric Utility | 1 | 2 | 1.8 | 1.8 | OBL | DFO | Y | OBL | DFO |  |  |  |  | N
16534 | Sacramento Municipal Util Dist | 55970 | Cosumnes | CA | Sacramento | 2 | OP | Natural Gas Fired Combined Cycle | CT | Electric Utility | 1 | 170 | 166 | 178 | NG | OBG | Y | NG | OBG |  |  |  |  | N
3329 | Borough of Chambersburg | 55997 | Orchard Park | PA | FRANKLIN | 10 | OP | Natural Gas Internal Combustion Engine | IC | Electric Utility | 1 | 6 | 5.8 | 5.8 | NG | DFO | Y | NG | DFO |  |  |  |  | Y | Y | 5.8 | 5.8 | 5.7 | 5.7 | 1H | 1H | Y |  | Y
3329 | Borough of Chambersburg | 55997 | Orchard Park | PA | FRANKLIN | 11 | OP | Natural Gas Internal Combustion Engine | IC | Electric Utility | 1 | 6 | 5.8 | 5.8 | NG | DFO | Y | NG | DFO |  |  |  |  | Y | Y | 5.8 | 5.8 | 5.7 | 5.7 | 1H | 1H | Y |  | Y
3329 | Borough of Chambersburg | 55997 | Orchard Park | PA | FRANKLIN | 8 | OP | Natural Gas Internal Combustion Engine | IC | Electric Utility | 1 | 6 | 5.8 | 5.8 | NG | DFO | Y | NG | DFO |  |  |  |  | Y | Y | 5.8 | 5.8 | 5.7 | 5.7 | 1H | 1H | Y |  | Y
3329 | Borough of Chambersburg | 55997 | Orchard Park | PA | FRANKLIN | 9 | OP | Natural Gas Internal Combustion Engine | IC | Electric Utility | 1 | 6 | 5.8 | 5.8 | NG | DFO | Y | NG | DFO |  |  |  |  | Y | Y | 5.8 | 5.8 | 5.7 | 5.7 | 1H | 1H | Y |  | Y
8198 | City of Harrisonburg - (VA) | 56006 | Harrisonburg Power Plant | VA | HARRISONBURG CITY | ST-1 | OP | Natural Gas Steam Turbine | ST | Electric Utility | 1 | 2.5 | 2.7 | 2.7 | NG | DFO | N | [6 empty] | Y | Y | 2.7 | 2.7 | 2.7 | 2.7 | 1H | 1H | Y | Y | Y | Y
20421 | Western Minnesota Mun Pwr Agny | 56013 | Exira | IA | Audubon | U1 | OP | Natural Gas Fired Combustion Turbine | GT | Electric Utility | 1 | 60.5 | 46.5 | 46.7 | NG | DFO | Y | DFO | NG |  |  |  |  | Y | Y | 46.48 | 46.67 | 46.48 | 46.67 | 1H | 1H | Y | Y |  | Y
20421 | Western Minnesota Mun Pwr Agny | 56013 | Exira | IA | Audubon | U2 | OP | Natural Gas Fired Combustion Turbine | GT | Electric Utility | 1 | 60.5 | 46.5 | 46.7 | NG | DFO | Y | DFO | NG |  |  |  |  | Y | Y | 46.48 | 46.67 | 46.48 | 46.67 | 1H | 1H | Y | Y |  | Y
20421 | Western Minnesota Mun Pwr Agny | 56013 | Exira | IA | Audubon | U3 | OP | Natural Gas Fired Combustion Turbine | GT | Electric Utility | 1 | 60.5 | 46.5 | 46.7 | NG | DFO | Y | NG | DFO |  |  |  |  | Y | Y | 46.48 | 46.67 | 46.48 | 46.67 | 1H | 1H | Y | Y |  | Y
20860 | Wisconsin Public Service Corp | 56031 | Fox Energy Center | WI | Outagamie | CTG1 | OP | Natural Gas Fired Combined Cycle | CT | Electric Utility | 1 | 198.9 | 160.7 | 192.2 | NG | DFO | N | [6 empty] | Y | Y | 165.4 | 188.4 | 165.4 | 188.4 | 1H | 1H | Y | Y | Y
20860 | Wisconsin Public Service Corp | 56031 | Fox Energy Center | WI | Outagamie | CTG2 | OP | Natural Gas Fired Combined Cycle | CT | Electric Utility | 1 | 198.9 | 160.2 | 187.6 | NG | DFO | N | [6 empty] | Y | Y | 161.3 | 183.8 | 161.3 | 183.8 | 1H | 1H | Y | Y | Y
49845 | Equus Power I, L.P., | 56032 | Equus Freeport Power | NY | Nassau | 0001 | OP | Natural Gas Fired Combustion Turbine | GT | IPP Non-CHP | 2 | 60 | 47.9 | 49.2 | NG | KER | N | [6 empty] | Y | N | 47.9 |  | 47.9 |  | A |  | Y |  |  | Y
49845 | Equus Power I, L.P., | 56032 | Equus Freeport Power | NY | Nassau | 001 | OP | Natural Gas Fired Combustion Turbine | GT | IPP Non-CHP | 2 | 60 | 48.1 | 49.7 | NG | KER | N | [6 empty] | Y | N | 48.1 | 49.7 | 48.1 | 49.7 | 1H | 1H | Y |  |  | Y
5571 | East Bay Municipal Util Dist | 56036 | WWTP Power Generation Station | CA | Alameda | GEN1 | OP | Other Waste Biomass | IC | Commercial CHP | 5 | 2.2 | 2 | 2 | OBG | DFO | Y | DFO | NG | OBG |  |  |  | Y | Y | 1.95 | 1.95 | 1.95 | 1.95 | 6H | UNK | Y | Y | Y
5571 | East Bay Municipal Util Dist | 56036 | WWTP Power Generation Station | CA | Alameda | GEN2 | OP | Other Waste Biomass | IC | Commercial CHP | 5 | 2.2 | 2 | 2 | OBG | DFO | Y | DFO | NG | OBG |  |  |  | Y | Y | 1.95 | 1.95 | 1.95 | 1.95 | 6H | UNK | Y | Y | Y
5571 | East Bay Municipal Util Dist | 56036 | WWTP Power Generation Station | CA | Alameda | GEN3 | OP | Other Waste Biomass | IC | Commercial CHP | 5 | 2.2 | 2 | 2 | OBG | DFO | Y | DFO | NG | OBG |  |  |  | Y | Y | 1.95 | 1.95 | 1.95 | 1.95 | 6H | UNK | Y | Y | Y
19165 | Trigen-Cinergy Solutions College Park | 56038 | UMCP CHP Plant | MD | Prince Georges | 1 | OP | Natural Gas Fired Combustion Turbine | GT | IPP CHP | 3 | 11 | 9.4 | 10.8 | NG | DFO | N | [6 empty] | Y | Y | 9.4 | 10.5 | 9.4 | 10.5 | 1H | 1H | N
19165 | Trigen-Cinergy Solutions College Park | 56038 | UMCP CHP Plant | MD | Prince Georges | 2 | OP | Natural Gas Fired Combustion Turbine | GT | IPP CHP | 3 | 11 | 9.4 | 10.8 | NG | DFO | N | [6 empty] | Y | Y | 9.4 | 10.5 | 9.4 | 10.5 | 1H | 1H | N
19165 | Trigen-Cinergy Solutions College Park | 56038 | UMCP CHP Plant | MD | Prince Georges | 3 | OP | Natural Gas Steam Turbine | ST | IPP CHP | 3 | 5.4 | 2 | 5.1 | NG | DFO | N | [6 empty] | Y | Y | 2 | 3.5 | 2 | 3.5 | UNK | UNK | Y |  |  | Y
2507 | City of Burbank Water and Power | 56046 | Magnolia Power Project | CA | Los Angeles | 1 | OP | Natural Gas Fired Combined Cycle | CT | Electric Utility | 1 | 198.9 | 161 | 165 | NG | OBG | Y | NG | OBG |  |  |  |  | N
16657 | San Jose/Santa Clara Water P C | 56080 | SJ/SC WPCP | CA | Santa Clara | E2 | OP | Other Waste Biomass | IC | Commercial CHP | 5 | 0.8 | 0.8 | 0.8 | OBG | LFG | Y | NG | OBG | LFG | DFO |  |  | Y | Y | 0.8 | 0.8 | 0.8 | 0.8 | 1H | 1H | N
16657 | San Jose/Santa Clara Water P C | 56080 | SJ/SC WPCP | CA | Santa Clara | E5 | OP | Other Waste Biomass | IC | Commercial CHP | 5 | 1.8 | 1.8 | 1.8 | OBG | LFG | Y | NG | LFG | OBG | DFO |  |  | Y | Y | 1.8 | 1.8 | 1.8 | 1.8 | 1H | 1H | N
16657 | San Jose/Santa Clara Water P C | 56080 | SJ/SC WPCP | CA | Santa Clara | EG1 | OP | Natural Gas Internal Combustion Engine | IC | Commercial CHP | 5 | 2.8 | 2.8 | 2.8 | NG | OBG | Y | NG | LFG | OBG | DFO |  |  | Y | Y | 2.8 | 2.8 | 2.8 | 2.8 | 1H | 1H | Y |  | Y
2338 | Calpine Central LP | 56104 | Mankato Energy Center | MN | Blue Earth | CTG2 | OP | Natural Gas Fired Combined Cycle | CT | IPP Non-CHP | 2 | 210 | 160 | 200 | NG | DFO | Y | NG | DFO |  |  |  |  | Y | Y | 160 | 200 | 155 | 195 | 1H | 1H | Y | Y | Y
49777 | SP Fiber Technologies NW LLC | 56124 | SPFT - Newberg Cogen | OR | Yamhill | TG2 | OP | Wood/Wood Waste Biomass | ST | Industrial CHP | 7 | 42.8 | 11.9 | 13.7 | WDS | NG | Y | WDS | SLW | NG | NG |  |  | N
7140 | Georgia Power Co | 56150 | McIntosh Combined Cycle Facility | GA | Effingham | C10A | OP | Natural Gas Fired Combined Cycle | CT | Electric Utility | 1 | 203.2 |  |  | NG | DFO | N | [6 empty] | Y | Y | 174.8 | 174.8 | 174.8 | 174.8 | 1H | 1H | N
7140 | Georgia Power Co | 56150 | McIntosh Combined Cycle Facility | GA | Effingham | C10B | OP | Natural Gas Fired Combined Cycle | CT | Electric Utility | 1 | 203.2 |  |  | NG | DFO | N | [6 empty] | Y | Y | 174.8 | 174.8 | 174.8 | 174.8 | 1H | 1H | N
7140 | Georgia Power Co | 56150 | McIntosh Combined Cycle Facility | GA | Effingham | C11A | OP | Natural Gas Fired Combined Cycle | CT | Electric Utility | 1 | 203.2 |  |  | NG | DFO | N | [6 empty] | Y | Y | 174.8 | 174.8 | 174.8 | 174.8 | 1H | 1H | N
7140 | Georgia Power Co | 56150 | McIntosh Combined Cycle Facility | GA | Effingham | C11B | OP | Natural Gas Fired Combined Cycle | CT | Electric Utility | 1 | 203.2 |  |  | NG | DFO | N | [6 empty] | Y | Y | 174.8 | 174.8 | 174.8 | 174.8 | 1H | 1H | N
12667 | Minnesota Municipal Power Agny | 56164 | Faribault Energy Park | MN | Rice | EU01 | OP | Natural Gas Fired Combined Cycle | CT | Electric Utility | 1 | 212.5 | 153 | 182 | NG | DFO | N | [6 empty] | Y | Y | 153 | 185 | 160 | 185 | 1H | 1H | N
12667 | Minnesota Municipal Power Agny | 56164 | Faribault Energy Park | MN | Rice | HRSG | OP | Natural Gas Fired Combined Cycle | CA | Electric Utility | 1 | 122 | 108 | 108 | NG | DFO | N | [6 empty] | Y | Y | 108 | 108 | 86 | 86 | 1H | 1H | N
49837 | Pinelawn Power LLC | 56188 | Pinelawn Power LLC | NY | SUFFOLK | CTG | OP | Natural Gas Fired Combined Cycle | CT | IPP Non-CHP | 2 | 50 | 47 | 47 | NG | KER | N | [6 empty] | Y | N | 48 | 49 | 48 | 49 | 1H | 1H | Y | Y | Y
3304 | Central Michigan University | 56190 | Central Michigan University | MI | Isabella | GT1 | OP | Natural Gas Fired Combustion Turbine | GT | Commercial CHP | 5 | 3.8 | 3.2 | 3.9 | NG | DFO | N | [6 empty] | Y | Y | 3.2 | 4.2 | 3.2 | 4.2 | 1H |  | Y |  |  | Y
3304 | Central Michigan University | 56190 | Central Michigan University | MI | Isabella | STM1 | OP | Natural Gas Steam Turbine | ST | Commercial CHP | 5 | 1 | 1 | 1 | NG | AB | Y | WDS
49842 | Georgia-Pacific Consr Prods LP-Wauna | 56192 | Georgia-Pacific Wauna Mill | OR | Clatsop | 1 | OP | Wood/Wood Waste Biomass | ST | Industrial CHP | 7 | 36 | 22 | 24 | BLQ | OBS | Y | BLQ | NG | WDS | SLW |  |  | N
15296 | New York Power Authority | 56196 | 500MW CC | NY | Queens | CA01 | OP | Natural Gas Fired Combined Cycle | CA | Electric Utility | 1 | 188 | 161.7 | 176.7 | NG | [8 empty] | Y | [5 empty] | 1H
15296 | New York Power Authority | 56196 | 500MW CC | NY | Queens | CT01 | OP | Natural Gas Fired Combined Cycle | CT | Electric Utility | 1 | 170 | 146.2 | 159.8 | NG | KER | [7 empty] | Y | [5 empty] | 1H
15296 | New York Power Authority | 56196 | 500MW CC | NY | Queens | CT02 | OP | Natural Gas Fired Combined Cycle | CT | Electric Utility | 1 | 170 | 146.2 | 159.8 | NG | KER | [7 empty] | Y | [5 empty] | 1H
49950 | Caithness Long Island, LLC | 56234 | Caithness Long Island Energy Center | NY | Suffolk | CT01 | OP | Natural Gas Fired Combined Cycle | CT | IPP Non-CHP | 2 | 196.2 | 179.9 | 232.9 | NG | DFO | N | [6 empty] | Y | Y | 175 | 220 | 175 | 200 | 6H | 6H | Y | Y | Y
49950 | Caithness Long Island, LLC | 56234 | Caithness Long Island Energy Center | NY | Suffolk | ST01 | OP | Natural Gas Fired Combined Cycle | CA | IPP Non-CHP | 2 | 152.7 | 137 | 153 | NG |  | N | [6 empty] | Y | Y | 138 | 151 | 138 | 151 | 6H | 6H | Y | Y | Y
49893 | Invenergy Services LLC | 56241 | Cannon Falls Energy Center | MN | Goodhue | UNT1 | OP | Natural Gas Fired Combustion Turbine | GT | IPP Non-CHP | 2 | 204 | 199 | 199 | NG | DFO | N | [6 empty] | Y | Y | 155 | 155 | 164 | 164 | 1H | 1H | Y | Y | Y
49893 | Invenergy Services LLC | 56241 | Cannon Falls Energy Center | MN | Goodhue | UNT2 | OP | Natural Gas Fired Combustion Turbine | GT | IPP Non-CHP | 2 | 204 | 199 | 199 | NG | DFO | N | [6 empty] | Y | Y | 155 | 155 | 164 | 164 | 1H | 1H | Y | Y | Y
13683 | North Carolina El Member Corp | 56249 | Anson County Generation Facility | NC | Anson | 1 | OP | Natural Gas Fired Combustion Turbine | GT | Electric Utility | 1 | 57.3 | 56.5 | 61.1 | NG | DFO | N | [6 empty] | Y | Y | 56.5 | 62.5 | 54.9 | 54.9 | 1H | 1H | Y | Y | Y
13683 | North Carolina El Member Corp | 56249 | Anson County Generation Facility | NC | Anson | 2 | OP | Natural Gas Fired Combustion Turbine | GT | Electric Utility | 1 | 57.3 | 56.5 | 61.1 | NG | DFO | N | [6 empty] | Y | Y | 56.5 | 62.5 | 54.9 | 54.9 | 1H | 1H | Y | Y | Y
13683 | North Carolina El Member Corp | 56249 | Anson County Generation Facility | NC | Anson | 3 | OP | Natural Gas Fired Combustion Turbine | GT | Electric Utility | 1 | 57.3 | 56.5 | 61.1 | NG | DFO | N | [6 empty] | Y | Y | 56.5 | 62.5 | 54.9 | 54.9 | 1H | 1H | Y | Y | Y
13683 | North Carolina El Member Corp | 56249 | Anson County Generation Facility | NC | Anson | 4 | OP | Natural Gas Fired Combustion Turbine | GT | Electric Utility | 1 | 57.3 | 56.5 | 61.1 | NG | DFO | N | [6 empty] | Y | Y | 56.5 | 62.5 | 54.9 | 54.9 | 1H | 1H | Y | Y | Y
13683 | North Carolina El Member Corp | 56249 | Anson County Generation Facility | NC | Anson | 5 | OP | Natural Gas Fired Combustion Turbine | GT | Electric Utility | 1 | 57.3 | 56.5 | 61.1 | NG | DFO | N | [6 empty] | Y | Y | 56.5 | 62.5 | 54.9 | 54.9 | 1H | 1H | Y | Y | Y
13683 | North Carolina El Member Corp | 56249 | Anson County Generation Facility | NC | Anson | 6 | OP | Natural Gas Fired Combustion Turbine | GT | Electric Utility | 1 | 57.3 | 56.5 | 61.1 | NG | DFO | N | [6 empty] | Y | Y | 56.5 | 62.5 | 54.9 | 54.9 | 1H | 1H | Y | Y | Y
56480 | Empire Generating Co LLC | 56259 | Empire Generating Co LLC | NY | Rensselaer | CT11 | OP | Natural Gas Fired Combined Cycle | CT | IPP CHP | 3 | 179 | 155 | 190 | NG | DFO | N | [6 empty] | Y | N | 165 | 190 | 177 | 190 | 1H | 1H | Y |  | Y | Y
56480 | Empire Generating Co LLC | 56259 | Empire Generating Co LLC | NY | Rensselaer | CT12 | OP | Natural Gas Fired Combined Cycle | CT | IPP CHP | 3 | 179 | 155 | 190 | NG | DFO | N | [6 empty] | Y | N | 165 | 190 | 177 | 190 | 1H | 1H | Y |  | Y | Y
56480 | Empire Generating Co LLC | 56259 | Empire Generating Co LLC | NY | Rensselaer | ST13 | OP | Natural Gas Fired Combined Cycle | CA | IPP CHP | 3 | 295.7 | 270 | 295.7 | NG | DFO | N | [6 empty] | Y | N | 270 | 285 | 175 | 185 | 1H | 1H | Y |  | Y | Y
50045 | Phillips 66 Company | 56284 | Santa Maria EPG | CA | San Luis Obispo | EPG | OP | Other Gases | ST | Industrial Non-CHP | 6 | 5.5 | 5.3 | 5.3 | OG | NG | Y | OG | NG |  |  |  |  | N
13683 | North Carolina El Member Corp | 56292 | Hamlet Generating Facility | NC | Richmond | ES1 | OP | Natural Gas Fired Combustion Turbine | GT | Electric Utility | 1 | 57.3 | 56.5 | 61.1 | NG | DFO | N | [6 empty] | Y | Y | 56.5 | 62.5 | 54.9 | 54.9 | 1H | 1H | Y | Y | Y
13683 | North Carolina El Member Corp | 56292 | Hamlet Generating Facility | NC | Richmond | ES2 | OP | Natural Gas Fired Combustion Turbine | GT | Electric Utility | 1 | 57.3 | 56.5 | 61.1 | NG | DFO | N | [6 empty] | Y | Y | 56.5 | 62.5 | 54.9 | 54.9 | 1H | 1H | Y | Y | Y
13683 | North Carolina El Member Corp | 56292 | Hamlet Generating Facility | NC | Richmond | ES3 | OP | Natural Gas Fired Combustion Turbine | GT | Electric Utility | 1 | 57.3 | 56.5 | 61.1 | NG | DFO | N | [6 empty] | Y | Y | 56.5 | 62.5 | 54.9 | 54.9 | 1H | 1H | Y | Y | Y
13683 | North Carolina El Member Corp | 56292 | Hamlet Generating Facility | NC | Richmond | ES4 | OP | Natural Gas Fired Combustion Turbine | GT | Electric Utility | 1 | 57.3 | 56.5 | 61.1 | NG | DFO | N | [6 empty] | Y | Y | 56.5 | 62.5 | 54.9 | 54.9 | 1H | 1H | Y | Y | Y
13683 | North Carolina El Member Corp | 56292 | Hamlet Generating Facility | NC | Richmond | ES5 | OP | Natural Gas Fired Combustion Turbine | GT | Electric Utility | 1 | 57.3 | 56.5 | 61.1 | NG | DFO | N | [6 empty] | Y | Y | 56.5 | 62.5 | 54.9 | 54.9 | 1H | 1H | Y | Y | Y
13683 | North Carolina El Member Corp | 56292 | Hamlet Generating Facility | NC | Richmond | ES6 | OP | Natural Gas Fired Combustion Turbine | GT | Electric Utility | 1 | 57.3 | 56.5 | 61.1 | NG | DFO | N | [6 empty] | Y | Y | 56.5 | 62.5 | 54.9 | 54.9 | 1H | 1H | Y | Y | Y
6616 | Fort Pierce Utilities Authority | 56400 | Treasure Coast Energy Center | FL | St Lucie | CT1 | OP | Natural Gas Fired Combined Cycle | CT | Electric Utility | 1 | 219.6 | 158.8 | 188.8 | NG | DFO | N | [6 empty] | Y | Y | 155 | 165 | 155 | 165 | 1H | 6H | Y | Y | Y
6452 | Florida Power & Light Co | 56407 | West County Energy Center | FL | Palm Beach | 1A | OP | Natural Gas Fired Combined Cycle | CT | Electric Utility | 1 | 298 | 232 | 270 | NG | DFO | Y | NG | DFO |  |  |  |  | Y | Y | 243 | 243 | 202 | 201 | 1H | 1H | Y |  | Y
6452 | Florida Power & Light Co | 56407 | West County Energy Center | FL | Palm Beach | 1B | OP | Natural Gas Fired Combined Cycle | CT | Electric Utility | 1 | 298 | 232 | 270 | NG | DFO | Y | NG | DFO |  |  |  |  | Y | Y | 243 | 243 | 202 | 201 | 1H | 1H | Y |  | Y
6452 | Florida Power & Light Co | 56407 | West County Energy Center | FL | Palm Beach | 1C | OP | Natural Gas Fired Combined Cycle | CT | Electric Utility | 1 | 298 | 232 | 270 | NG | DFO | Y | NG | DFO |  |  |  |  | Y | Y | 243 | 243 | 202 | 201 | 1H | 1H | Y |  | Y
6452 | Florida Power & Light Co | 56407 | West County Energy Center | FL | Palm Beach | 1ST | OP | Natural Gas Fired Combined Cycle | CA | Electric Utility | 1 | 527 | 523 | 525 | NG | DFO | N | [6 empty] | Y | Y | 423 | 487 | 290 | 268 | 1H | 1H | Y |  | Y
6452 | Florida Power & Light Co | 56407 | West County Energy Center | FL | Palm Beach | 2A | OP | Natural Gas Fired Combined Cycle | CT | Electric Utility | 1 | 298 | 232 | 270 | NG | DFO | Y | NG | DFO |  |  |  |  | Y | Y | 243 | 243 | 202 | 201 | 1H | 1H | Y |  | Y
6452 | Florida Power & Light Co | 56407 | West County Energy Center | FL | Palm Beach | 2B | OP | Natural Gas Fired Combined Cycle | CT | Electric Utility | 1 | 298 | 232 | 270 | NG | DFO | Y | NG | DFO |  |  |  |  | Y | Y | 243 | 243 | 202 | 201 | 1H | 1H | Y |  | Y
6452 | Florida Power & Light Co | 56407 | West County Energy Center | FL | Palm Beach | 2C | OP | Natural Gas Fired Combined Cycle | CT | Electric Utility | 1 | 298 | 232 | 270 | NG | DFO | Y | NG | DFO |  |  |  |  | Y | Y | 243 | 243 | 202 | 201 | 1H | 1H | Y |  | Y
6452 | Florida Power & Light Co | 56407 | West County Energy Center | FL | Palm Beach | 2ST | OP | Natural Gas Fired Combined Cycle | CA | Electric Utility | 1 | 527 | 523 | 525 | NG | DFO | N | [6 empty] | Y | Y | 423 | 487 | 290 | 268 | 1H | 1H | Y |  | Y
6452 | Florida Power & Light Co | 56407 | West County Energy Center | FL | Palm Beach | 3A | OP | Natural Gas Fired Combined Cycle | CT | Electric Utility | 1 | 298 | 232 | 270 | NG | DFO | Y | NG | DFO |  |  |  |  | Y | Y | 243 | 243 | 202 | 201 | 1H | 1H | Y |  | Y
6452 | Florida Power & Light Co | 56407 | West County Energy Center | FL | Palm Beach | 3B | OP | Natural Gas Fired Combined Cycle | CT | Electric Utility | 1 | 298 | 244 | 282 | NG | DFO | Y | NG | DFO |  |  |  |  | Y | Y | 243 | 243 | 202 | 201 | 1H | 1H | Y |  | Y
6452 | Florida Power & Light Co | 56407 | West County Energy Center | FL | Palm Beach | 3C | OP | Natural Gas Fired Combined Cycle | CT | Electric Utility | 1 | 298 | 232 | 270 | NG | DFO | Y | NG | DFO |  |  |  |  | Y | Y | 243 | 243 | 202 | 201 | 1H | 1H | Y |  | Y
6452 | Florida Power & Light Co | 56407 | West County Energy Center | FL | Palm Beach | 3ST | OP | Natural Gas Fired Combined Cycle | CA | Electric Utility | 1 | 527 | 523 | 527 | NG | DFO | N | [6 empty] | Y | Y | 423 | 487 | 290 | 268 | 1H | 1H | Y |  | Y
49893 | Invenergy Services LLC | 56445 | Spindle Hill Energy Center | CO | Weld | GEN1 | OP | Natural Gas Fired Combustion Turbine | GT | IPP Non-CHP | 2 | 197 | 135 | 150 | NG | DFO | N | [6 empty] | Y | Y | 135 | 135 | 143 | 143 | 1H | 1H | Y | Y | Y
49893 | Invenergy Services LLC | 56445 | Spindle Hill Energy Center | CO | Weld | GEN2 | OP | Natural Gas Fired Combustion Turbine | GT | IPP Non-CHP | 2 | 197 | 135 | 158 | NG | DFO | N | [6 empty] | Y | Y | 135 | 135 | 143 | 143 | 1H | 1H | Y | Y | Y
11740 | City of Marshfield - (WI) | 56480 | Marshfield Utilities Gas Plant | WI | WOOD | M1 | OP | Natural Gas Fired Combustion Turbine | GT | Electric Utility | 1 | 60.4 | 53.3 | 60.2 | NG | DFO | N | [6 empty] | Y | Y | 53.3 | 60.2 | 51.1 | 53.7 | 1H | 1H | Y | Y | Y
9879 | City Water and Light Plant | 56505 | Jonesboro City Water & Light Plant | AR | Craighead | SN01 | OP | Natural Gas Fired Combustion Turbine | GT | Electric Utility | 1 | 24.5 | 20 | 23 | NG | DFO | N | [6 empty] | Y | Y | 20 | 23 | 20 | 22 | 1H | 1H | Y | Y | Y
9879 | City Water and Light Plant | 56505 | Jonesboro City Water & Light Plant | AR | Craighead | SN02 | OP | Natural Gas Fired Combustion Turbine | GT | Electric Utility | 1 | 21.4 | 19 | 22 | NG | DFO | N | [6 empty] | Y | Y | 19 | 22.5 | 19 | 21.5 | 1H | 1H | Y | Y | Y
9879 | City Water and Light Plant | 56505 | Jonesboro City Water & Light Plant | AR | Craighead | SN04 | OP | Natural Gas Fired Combustion Turbine | GT | Electric Utility | 1 | 60.5 | 46 | 49 | NG | DFO | N | [6 empty] | Y | Y | 46 | 47.5 | 46 | 46.5 | 1H | 1H | Y | Y | Y
9879 | City Water and Light Plant | 56505 | Jonesboro City Water & Light Plant | AR | Craighead | SN06 | OP | Natural Gas Fired Combustion Turbine | GT | Electric Utility | 1 | 57.4 | 46 | 49 | NG | DFO | N | [6 empty] | Y | Y | 46 | 48.5 | 46 | 47.5 | 1H | 1H | Y | Y | Y
54911 | Tesoro Refng Marketing Co Mntn Region | 56509 | Tesoro SLC Cogeneration Plant | UT | Salt Lake | 1 | OP | Natural Gas Fired Combustion Turbine | GT | Industrial CHP | 7 | 12.5 | 11 | 12.5 | NG | OG | Y | OG | [5 empty] | N
54911 | Tesoro Refng Marketing Co Mntn Region | 56509 | Tesoro SLC Cogeneration Plant | UT | Salt Lake | 2 | OP | Natural Gas Fired Combustion Turbine | GT | Industrial CHP | 7 | 12.5 | 11 | 12.5 | NG | OG | Y | OG | [5 empty] | N
55925 | Novo Biopower LLC | 56616 | Novo BioPower Plant | AZ | Navajo | G3 | OP | Wood/Wood Waste Biomass | ST | IPP Non-CHP | 2 | 27.2 | 22.2 | 22.2 | WDS | NG | Y | WDS | OBS | NG |  |  |  | N
54895 | FirstLight Power Resources Services LLC | 56629 | Waterbury Generation | CT | New Haven | 10 | OP | Natural Gas Fired Combustion Turbine | GT | IPP Non-CHP | 2 | 96 | 95 | 100 | NG | KER | N | [6 empty] | Y | Y | 96 | 96 | 89.9 | 90 | 1H | 1H | Y |  | Y
55893 | St Paul Cogeneration LLC | 56643 | St Paul Cogeneration | MN | Ramsey | 1 | OP | Wood/Wood Waste Biomass | ST | IPP CHP | 3 | 37 | 33 | 25 | WDS | NG | Y | WDS | NG | AB |  |  |  | N
55938 | Industrial Power Generating Company LLC | 56680 | Wicomico | MD | Wicomico | 1 | OP | Landfill Gas | IC | IPP Non-CHP | 2 | 0.3 | 0.3 | 0.3 | LFG | DFO | Y | LFG | DFO |  |  |  |  | N
55938 | Industrial Power Generating Company LLC | 56680 | Wicomico | MD | Wicomico | 10 | OP | Landfill Gas | IC | IPP Non-CHP | 2 | 0.3 | 0.3 | 0.3 | LFG | DFO | Y | LFG | DFO |  |  |  |  | N
55938 | Industrial Power Generating Company LLC | 56680 | Wicomico | MD | Wicomico | 11 | OP | Landfill Gas | IC | IPP Non-CHP | 2 | 0.3 | 0.3 | 0.3 | LFG | DFO | Y | LFG | DFO |  |  |  |  | N
55938 | Industrial Power Generating Company LLC | 56680 | Wicomico | MD | Wicomico | 12 | OP | Landfill Gas | IC | IPP Non-CHP | 2 | 0.3 | 0.3 | 0.3 | LFG | DFO | Y | LFG | DFO |  |  |  |  | N
55938 | Industrial Power Generating Company LLC | 56680 | Wicomico | MD | Wicomico | 13 | OP | Landfill Gas | IC | IPP Non-CHP | 2 | 0.3 | 0.3 | 0.3 | LFG | DFO | Y | LFG | DFO |  |  |  |  | N
55938 | Industrial Power Generating Company LLC | 56680 | Wicomico | MD | Wicomico | 14 | OP | Landfill Gas | IC | IPP Non-CHP | 2 | 0.3 | 0.3 | 0.3 | LFG | DFO | Y | LFG | DFO |  |  |  |  | N
55938 | Industrial Power Generating Company LLC | 56680 | Wicomico | MD | Wicomico | 15 | OP | Landfill Gas | IC | IPP Non-CHP | 2 | 0.3 | 0.3 | 0.3 | LFG | DFO | Y | LFG | DFO |  |  |  |  | N
55938 | Industrial Power Generating Company LLC | 56680 | Wicomico | MD | Wicomico | 16 | OP | Landfill Gas | IC | IPP Non-CHP | 2 | 0.3 | 0.3 | 0.3 | LFG | DFO | Y | LFG | DFO |  |  |  |  | N
55938 | Industrial Power Generating Company LLC | 56680 | Wicomico | MD | Wicomico | 17 | OP | Landfill Gas | IC | IPP Non-CHP | 2 | 0.3 | 0.3 | 0.3 | LFG | DFO | Y | LFG | DFO |  |  |  |  | N
55938 | Industrial Power Generating Company LLC | 56680 | Wicomico | MD | Wicomico | 18 | OP | Landfill Gas | IC | IPP Non-CHP | 2 | 0.3 | 0.3 | 0.3 | LFG | DFO | Y | LFG | DFO |  |  |  |  | N
55938 | Industrial Power Generating Company LLC | 56680 | Wicomico | MD | Wicomico | 2 | OP | Landfill Gas | IC | IPP Non-CHP | 2 | 0.3 | 0.3 | 0.3 | LFG | DFO | Y | LFG | DFO |  |  |  |  | N
55938 | Industrial Power Generating Company LLC | 56680 | Wicomico | MD | Wicomico | 3 | OP | Landfill Gas | IC | IPP Non-CHP | 2 | 0.3 | 0.3 | 0.3 | LFG | DFO | Y | LFG | DFO |  |  |  |  | N
55938 | Industrial Power Generating Company LLC | 56680 | Wicomico | MD | Wicomico | 4 | OP | Landfill Gas | IC | IPP Non-CHP | 2 | 0.3 | 0.3 | 0.3 | LFG | DFO | Y | LFG | DFO |  |  |  |  | N
55938 | Industrial Power Generating Company LLC | 56680 | Wicomico | MD | Wicomico | 5 | OP | Landfill Gas | IC | IPP Non-CHP | 2 | 0.3 | 0.3 | 0.3 | LFG | DFO | Y | LFG | DFO |  |  |  |  | N
55938 | Industrial Power Generating Company LLC | 56680 | Wicomico | MD | Wicomico | 6 | OP | Landfill Gas | IC | IPP Non-CHP | 2 | 0.3 | 0.3 | 0.3 | LFG | DFO | Y | LFG | DFO |  |  |  |  | N
55938 | Industrial Power Generating Company LLC | 56680 | Wicomico | MD | Wicomico | 7 | OP | Landfill Gas | IC | IPP Non-CHP | 2 | 0.3 | 0.3 | 0.3 | LFG | DFO | Y | LFG | DFO |  |  |  |  | N
55938 | Industrial Power Generating Company LLC | 56680 | Wicomico | MD | Wicomico | 8 | OP | Landfill Gas | IC | IPP Non-CHP | 2 | 0.3 | 0.3 | 0.3 | LFG | DFO | Y | LFG | DFO |  |  |  |  | N
55938 | Industrial Power Generating Company LLC | 56680 | Wicomico | MD | Wicomico | 9 | OP | Landfill Gas | IC | IPP Non-CHP | 2 | 0.3 | 0.3 | 0.3 | LFG | DFO | Y | LFG | DFO |  |  |  |  | N
55938 | Industrial Power Generating Company LLC | 56681 | Amelia | VA | Amelia | 1 | OP | Landfill Gas | IC | IPP Non-CHP | 2 | 0.3 | 0.3 | 0.3 | LFG | WO | Y | LFG | WO | DFO |  |  |  | N
55938 | Industrial Power Generating Company LLC | 56681 | Amelia | VA | Amelia | 10 | OP | Landfill Gas | IC | IPP Non-CHP | 2 | 0.3 | 0.3 | 0.3 | LFG | WO | Y | LFG | WO | DFO |  |  |  | N
55938 | Industrial Power Generating Company LLC | 56681 | Amelia | VA | Amelia | 11 | OP | Landfill Gas | IC | IPP Non-CHP | 2 | 0.3 | 0.3 | 0.3 | LFG | WO | Y | LFG | WO | DFO |  |  |  | N
55938 | Industrial Power Generating Company LLC | 56681 | Amelia | VA | Amelia | 12 | OP | Landfill Gas | IC | IPP Non-CHP | 2 | 0.3 | 0.3 | 0.3 | LFG | WO | Y | LFG | WO | DFO |  |  |  | N
55938 | Industrial Power Generating Company LLC | 56681 | Amelia | VA | Amelia | 13 | OP | Landfill Gas | IC | IPP Non-CHP | 2 | 0.3 | 0.3 | 0.3 | LFG | WO | Y | LFG | WO | DFO |  |  |  | N
55938 | Industrial Power Generating Company LLC | 56681 | Amelia | VA | Amelia | 14 | OP | Landfill Gas | IC | IPP Non-CHP | 2 | 0.3 | 0.3 | 0.3 | LFG | WO | Y | LFG | WO | DFO |  |  |  | N
55938 | Industrial Power Generating Company LLC | 56681 | Amelia | VA | Amelia | 15 | OP | Landfill Gas | IC | IPP Non-CHP | 2 | 0.3 | 0.3 | 0.3 | LFG | WO | Y | LFG | WO | DFO |  |  |  | N
55938 | Industrial Power Generating Company LLC | 56681 | Amelia | VA | Amelia | 16 | OP | Landfill Gas | IC | IPP Non-CHP | 2 | 0.3 | 0.3 | 0.3 | LFG | WO | Y | LFG | WO | DFO |  |  |  | N
55938 | Industrial Power Generating Company LLC | 56681 | Amelia | VA | Amelia | 17 | OP | Landfill Gas | IC | IPP Non-CHP | 2 | 0.3 | 0.3 | 0.3 | LFG | WO | Y | LFG | WO | DFO |  |  |  | N
55938 | Industrial Power Generating Company LLC | 56681 | Amelia | VA | Amelia | 18 | OP | Landfill Gas | IC | IPP Non-CHP | 2 | 0.3 | 0.3 | 0.3 | LFG | WO | Y | LFG | WO | DFO |  |  |  | N
55938 | Industrial Power Generating Company LLC | 56681 | Amelia | VA | Amelia | 19 | OP | Landfill Gas | IC | IPP Non-CHP | 2 | 0.3 | 0.3 | 0.3 | LFG | WO | Y | LFG | WO | DFO |  |  |  | N
55938 | Industrial Power Generating Company LLC | 56681 | Amelia | VA | Amelia | 2 | OP | Landfill Gas | IC | IPP Non-CHP | 2 | 0.3 | 0.3 | 0.3 | LFG | WO | Y | LFG | WO | DFO |  |  |  | N
55938 | Industrial Power Generating Company LLC | 56681 | Amelia | VA | Amelia | 20 | OP | Landfill Gas | IC | IPP Non-CHP | 2 | 0.3 | 0.3 | 0.3 | LFG | WO | Y | LFG | WO | DFO |  |  |  | N
55938 | Industrial Power Generating Company LLC | 56681 | Amelia | VA | Amelia | 21 | OP | Landfill Gas | IC | IPP Non-CHP | 2 | 0.3 | 0.3 | 0.3 | LFG | WO | Y | LFG | WO | DFO |  |  |  | N
55938 | Industrial Power Generating Company LLC | 56681 | Amelia | VA | Amelia | 22 | OP | Landfill Gas | IC | IPP Non-CHP | 2 | 0.3 | 0.3 | 0.3 | LFG | WO | Y | LFG | WO | DFO |  |  |  | N
55938 | Industrial Power Generating Company LLC | 56681 | Amelia | VA | Amelia | 23 | OP | Landfill Gas | IC | IPP Non-CHP | 2 | 0.3 | 0.3 | 0.3 | LFG | WO | Y | LFG | WO | DFO |  |  |  | N
55938 | Industrial Power Generating Company LLC | 56681 | Amelia | VA | Amelia | 24 | OP | Landfill Gas | IC | IPP Non-CHP | 2 | 0.3 | 0.3 | 0.3 | LFG | WO | Y | LFG | WO | DFO |  |  |  | N
55938 | Industrial Power Generating Company LLC | 56681 | Amelia | VA | Amelia | 25 | OP | Landfill Gas | IC | IPP Non-CHP | 2 | 0.3 | 0.3 | 0.3 | LFG | WO | Y | LFG | WO | DFO |  |  |  | N
55938 | Industrial Power Generating Company LLC | 56681 | Amelia | VA | Amelia | 26 | OP | Landfill Gas | IC | IPP Non-CHP | 2 | 0.3 | 0.3 | 0.3 | LFG | WO | Y | LFG | WO | DFO |  |  |  | N
55938 | Industrial Power Generating Company LLC | 56681 | Amelia | VA | Amelia | 27 | OP | Landfill Gas | IC | IPP Non-CHP | 2 | 0.3 | 0.3 | 0.3 | LFG | WO | Y | LFG | WO | DFO |  |  |  | N
55938 | Industrial Power Generating Company LLC | 56681 | Amelia | VA | Amelia | 28 | OP | Landfill Gas | IC | IPP Non-CHP | 2 | 0.3 | 0.3 | 0.3 | LFG | WO | Y | LFG | WO | DFO |  |  |  | N
55938 | Industrial Power Generating Company LLC | 56681 | Amelia | VA | Amelia | 29 | OP | Landfill Gas | IC | IPP Non-CHP | 2 | 0.3 | 0.3 | 0.3 | LFG | WO | Y | LFG | WO | DFO |  |  |  | N
55938 | Industrial Power Generating Company LLC | 56681 | Amelia | VA | Amelia | 3 | OP | Landfill Gas | IC | IPP Non-CHP | 2 | 0.3 | 0.3 | 0.3 | LFG | WO | Y | LFG | WO | DFO |  |  |  | N
55938 | Industrial Power Generating Company LLC | 56681 | Amelia | VA | Amelia | 30 | OP | Landfill Gas | IC | IPP Non-CHP | 2 | 0.3 | 0.3 | 0.3 | LFG | WO | Y | LFG | WO | DFO |  |  |  | N
55938 | Industrial Power Generating Company LLC | 56681 | Amelia | VA | Amelia | 31 | OP | Landfill Gas | IC | IPP Non-CHP | 2 | 0.3 | 0.3 | 0.3 | LFG | WO | Y | LFG | DFO | WO |  |  |  | N
55938 | Industrial Power Generating Company LLC | 56681 | Amelia | VA | Amelia | 32 | OP | Landfill Gas | IC | IPP Non-CHP | 2 | 0.3 | 0.3 | 0.3 | LFG | WO | Y | LFG | DFO | WO |  |  |  | N
55938 | Industrial Power Generating Company LLC | 56681 | Amelia | VA | Amelia | 33 | OP | Landfill Gas | IC | IPP Non-CHP | 2 | 0.3 | 0.3 | 0.3 | LFG | WO | Y | LFG | DFO | WO |  |  |  | N
55938 | Industrial Power Generating Company LLC | 56681 | Amelia | VA | Amelia | 34 | OP | Landfill Gas | IC | IPP Non-CHP | 2 | 0.3 | 0.3 | 0.3 | LFG | WO | Y | LFG | DFO | WO |  |  |  | N
55938 | Industrial Power Generating Company LLC | 56681 | Amelia | VA | Amelia | 35 | OP | Landfill Gas | IC | IPP Non-CHP | 2 | 0.3 | 0.3 | 0.3 | LFG | WO | Y | LFG | DFO | WO |  |  |  | N
55938 | Industrial Power Generating Company LLC | 56681 | Amelia | VA | Amelia | 36 | OP | Landfill Gas | IC | IPP Non-CHP | 2 | 0.3 | 0.3 | 0.3 | LFG | WO | Y | LFG | DFO | WO |  |  |  | N
55938 | Industrial Power Generating Company LLC | 56681 | Amelia | VA | Amelia | 37 | OP | Landfill Gas | IC | IPP Non-CHP | 2 | 0.3 | 0.3 | 0.3 | LFG | WO | Y | LFG | DFO | WO |  |  |  | N
55938 | Industrial Power Generating Company LLC | 56681 | Amelia | VA | Amelia | 38 | OP | Landfill Gas | IC | IPP Non-CHP | 2 | 0.3 | 0.3 | 0.3 | LFG | WO | Y | LFG | DFO | WO |  |  |  | N
55938 | Industrial Power Generating Company LLC | 56681 | Amelia | VA | Amelia | 39 | OP | Landfill Gas | IC | IPP Non-CHP | 2 | 0.3 | 0.3 | 0.3 | LFG | WO | Y | LFG | DFO | WO |  |  |  | N
55938 | Industrial Power Generating Company LLC | 56681 | Amelia | VA | Amelia | 4 | OP | Landfill Gas | IC | IPP Non-CHP | 2 | 0.3 | 0.3 | 0.3 | LFG | WO | Y | LFG | DFO | WO |  |  |  | N
55938 | Industrial Power Generating Company LLC | 56681 | Amelia | VA | Amelia | 40 | OP | Landfill Gas | IC | IPP Non-CHP | 2 | 0.3 | 0.3 | 0.3 | LFG | WO | Y | LFG | DFO | WO |  |  |  | N
55938 | Industrial Power Generating Company LLC | 56681 | Amelia | VA | Amelia | 41 | OP | Landfill Gas | IC | IPP Non-CHP | 2 | 0.3 | 0.3 | 0.3 | LFG | WO | Y | LFG | DFO | WO |  |  |  | N
55938 | Industrial Power Generating Company LLC | 56681 | Amelia | VA | Amelia | 42 | OP | Landfill Gas | IC | IPP Non-CHP | 2 | 0.3 | 0.3 | 0.3 | LFG | WO | Y | LFG | DFO | WO |  |  |  | N
55938 | Industrial Power Generating Company LLC | 56681 | Amelia | VA | Amelia | 43 | OP | Landfill Gas | IC | IPP Non-CHP | 2 | 0.3 | 0.3 | 0.3 | LFG | WO | Y | LFG | DFO | WO |  |  |  | N
55938 | Industrial Power Generating Company LLC | 56681 | Amelia | VA | Amelia | 44 | OP | Landfill Gas | IC | IPP Non-CHP | 2 | 0.3 | 0.3 | 0.3 | LFG | WO | Y | LFG | DFO | WO |  |  |  | N
55938 | Industrial Power Generating Company LLC | 56681 | Amelia | VA | Amelia | 45 | OP | Landfill Gas | IC | IPP Non-CHP | 2 | 0.3 | 0.3 | 0.3 | LFG | WO | Y | LFG | DFO | WO |  |  |  | N
55938 | Industrial Power Generating Company LLC | 56681 | Amelia | VA | Amelia | 46 | OP | Landfill Gas | IC | IPP Non-CHP | 2 | 0.3 | 0.3 | 0.3 | LFG | WO | Y | LFG | DFO | WO |  |  |  | N
55938 | Industrial Power Generating Company LLC | 56681 | Amelia | VA | Amelia | 47 | OP | Landfill Gas | IC | IPP Non-CHP | 2 | 0.3 | 0.3 | 0.3 | LFG | WO | Y | LFG | DFO | WO |  |  |  | N
55938 | Industrial Power Generating Company LLC | 56681 | Amelia | VA | Amelia | 48 | OP | Landfill Gas | IC | IPP Non-CHP | 2 | 0.3 | 0.3 | 0.3 | LFG | WO | Y | LFG | WO | DFO |  |  |  | N
55938 | Industrial Power Generating Company LLC | 56681 | Amelia | VA | Amelia | 5 | OP | Landfill Gas | IC | IPP Non-CHP | 2 | 0.3 | 0.3 | 0.3 | LFG | WO | Y | LFG | WO | DFO |  |  |  | N
55938 | Industrial Power Generating Company LLC | 56681 | Amelia | VA | Amelia | 6 | OP | Landfill Gas | IC | IPP Non-CHP | 2 | 0.3 | 0.3 | 0.3 | LFG | WO | Y | LFG | WO | DFO |  |  |  | N
55938 | Industrial Power Generating Company LLC | 56681 | Amelia | VA | Amelia | 7 | OP | Landfill Gas | IC | IPP Non-CHP | 2 | 0.3 | 0.3 | 0.3 | LFG | WO | Y | LFG | WO | DFO |  |  |  | N
55938 | Industrial Power Generating Company LLC | 56681 | Amelia | VA | Amelia | 8 | OP | Landfill Gas | IC | IPP Non-CHP | 2 | 0.3 | 0.3 | 0.3 | LFG | WO | Y | LFG | WO | DFO |  |  |  | N
55938 | Industrial Power Generating Company LLC | 56681 | Amelia | VA | Amelia | 9 | OP | Landfill Gas | IC | IPP Non-CHP | 2 | 0.3 | 0.3 | 0.3 | LFG | WO | Y | LFG | WO | DFO |  |  |  | N
55938 | Industrial Power Generating Company LLC | 56682 | Brunswick Landfill Gas | VA | Brunswick | 10 | OP | Landfill Gas | IC | IPP Non-CHP | 2 | 0.3 | 0.3 | 0.3 | LFG | DFO | Y | LFG | DFO
55938 | Industrial Power Generating Company LLC | 56682 | Brunswick Landfill Gas | VA | Brunswick | 11 | OP | Landfill Gas | IC | IPP Non-CHP | 2 | 0.3 | 0.3 | 0.3 | LFG | DFO | Y | LFG | DFO
55938 | Industrial Power Generating Company LLC | 56682 | Brunswick Landfill Gas | VA | Brunswick | 12 | OP | Landfill Gas | IC | IPP Non-CHP | 2 | 0.3 | 0.3 | 0.3 | LFG | DFO | Y | LFG | DFO
55938 | Industrial Power Generating Company LLC | 56682 | Brunswick Landfill Gas | VA | Brunswick | 13 | OP | Landfill Gas | IC | IPP Non-CHP | 2 | 0.3 | 0.3 | 0.3 | LFG | DFO | Y | LFG | DFO
55938 | Industrial Power Generating Company LLC | 56682 | Brunswick Landfill Gas | VA | Brunswick | 14 | OP | Landfill Gas | IC | IPP Non-CHP | 2 | 0.3 | 0.3 | 0.3 | LFG | DFO | Y | LFG | DFO
55938 | Industrial Power Generating Company LLC | 56682 | Brunswick Landfill Gas | VA | Brunswick | 15 | OP | Landfill Gas | IC | IPP Non-CHP | 2 | 0.3 | 0.3 | 0.3 | LFG | DFO | Y | LFG | DFO
55938 | Industrial Power Generating Company LLC | 56682 | Brunswick Landfill Gas | VA | Brunswick | 16 | OP | Landfill Gas | IC | IPP Non-CHP | 2 | 0.3 | 0.3 | 0.3 | LFG | DFO | Y | LFG | DFO |  |  |  |  | N
55938 | Industrial Power Generating Company LLC | 56682 | Brunswick Landfill Gas | VA | Brunswick | 17 | OP | Landfill Gas | IC | IPP Non-CHP | 2 | 0.3 | 0.3 | 0.3 | LFG | DFO | Y | LFG | DFO |  |  |  |  | N
55938 | Industrial Power Generating Company LLC | 56682 | Brunswick Landfill Gas | VA | Brunswick | 18 | OP | Landfill Gas | IC | IPP Non-CHP | 2 | 0.3 | 0.3 | 0.3 | LFG | DFO | Y | LFG | DFO |  |  |  |  | N
55938 | Industrial Power Generating Company LLC | 56682 | Brunswick Landfill Gas | VA | Brunswick | 19 | OP | Landfill Gas | IC | IPP Non-CHP | 2 | 0.3 | 0.3 | 0.3 | LFG | DFO | Y | LFG | DFO |  |  |  |  | N
55938 | Industrial Power Generating Company LLC | 56682 | Brunswick Landfill Gas | VA | Brunswick | 2 | OP | Landfill Gas | IC | IPP Non-CHP | 2 | 0.3 | 0.3 | 0.3 | LFG | DFO | Y | LFG | DFO |  |  |  |  | N
55938 | Industrial Power Generating Company LLC | 56682 | Brunswick Landfill Gas | VA | Brunswick | 20 | OP | Landfill Gas | IC | IPP Non-CHP | 2 | 0.3 | 0.3 | 0.3 | LFG | DFO | Y | LFG | DFO |  |  |  |  | N
55938 | Industrial Power Generating Company LLC | 56682 | Brunswick Landfill Gas | VA | Brunswick | 21 | OP | Landfill Gas | IC | IPP Non-CHP | 2 | 0.3 | 0.3 | 0.3 | LFG | DFO | Y | LFG | DFO |  |  |  |  | N
55938 | Industrial Power Generating Company LLC | 56682 | Brunswick Landfill Gas | VA | Brunswick | 22 | OP | Landfill Gas | IC | IPP Non-CHP | 2 | 0.3 | 0.3 | 0.3 | LFG | DFO | Y | LFG | DFO |  |  |  |  | N
55938 | Industrial Power Generating Company LLC | 56682 | Brunswick Landfill Gas | VA | Brunswick | 23 | OP | Landfill Gas | IC | IPP Non-CHP | 2 | 0.3 | 0.3 | 0.3 | LFG | DFO | Y | LFG | DFO |  |  |  |  | N
55938 | Industrial Power Generating Company LLC | 56682 | Brunswick Landfill Gas | VA | Brunswick | 24 | OP | Landfill Gas | IC | IPP Non-CHP | 2 | 0.3 | 0.3 | 0.3 | LFG | DFO | Y | LFG | DFO |  |  |  |  | N
55938 | Industrial Power Generating Company LLC | 56682 | Brunswick Landfill Gas | VA | Brunswick | 25 | OP | Landfill Gas | IC | IPP Non-CHP | 2 | 0.3 | 0.3 | 0.3 | LFG | DFO | Y | LFG | DFO |  |  |  |  | N
55938 | Industrial Power Generating Company LLC | 56682 | Brunswick Landfill Gas | VA | Brunswick | 26 | OP | Landfill Gas | IC | IPP Non-CHP | 2 | 0.3 | 0.3 | 0.3 | LFG | DFO | Y | LFG | DFO |  |  |  |  | N
55938 | Industrial Power Generating Company LLC | 56682 | Brunswick Landfill Gas | VA | Brunswick | 27 | OP | Landfill Gas | IC | IPP Non-CHP | 2 | 0.3 | 0.3 | 0.3 | LFG | DFO | Y | LFG | DFO |  |  |  |  | N
55938 | Industrial Power Generating Company LLC | 56682 | Brunswick Landfill Gas | VA | Brunswick | 28 | OP | Landfill Gas | IC | IPP Non-CHP | 2 | 0.3 | 0.3 | 0.3 | LFG | DFO | Y | LFG | DFO |  |  |  |  | N
55938 | Industrial Power Generating Company LLC | 56682 | Brunswick Landfill Gas | VA | Brunswick | 29 | OP | Landfill Gas | IC | IPP Non-CHP | 2 | 0.3 | 0.3 | 0.3 | LFG | DFO | Y | LFG | DFO |  |  |  |  | N
55938 | Industrial Power Generating Company LLC | 56682 | Brunswick Landfill Gas | VA | Brunswick | 3 | OP | Landfill Gas | IC | IPP Non-CHP | 2 | 0.3 | 0.3 | 0.3 | LFG | DFO | Y | LFG | DFO |  |  |  |  | N
55938 | Industrial Power Generating Company LLC | 56682 | Brunswick Landfill Gas | VA | Brunswick | 30 | OP | Landfill Gas | IC | IPP Non-CHP | 2 | 0.3 | 0.3 | 0.3 | LFG | DFO | Y | LFG | DFO |  |  |  |  | N
55938 | Industrial Power Generating Company LLC | 56682 | Brunswick Landfill Gas | VA | Brunswick | 31 | OP | Landfill Gas | IC | IPP Non-CHP | 2 | 0.3 | 0.3 | 0.3 | LFG | DFO | Y | LFG | DFO |  |  |  |  | N
55938 | Industrial Power Generating Company LLC | 56682 | Brunswick Landfill Gas | VA | Brunswick | 32 | OP | Landfill Gas | IC | IPP Non-CHP | 2 | 0.3 | 0.3 | 0.3 | LFG | DFO | Y | LFG | DFO |  |  |  |  | N
55938 | Industrial Power Generating Company LLC | 56682 | Brunswick Landfill Gas | VA | Brunswick | 33 | OP | Landfill Gas | IC | IPP Non-CHP | 2 | 0.3 | 0.3 | 0.3 | LFG | DFO | Y | LFG | DFO |  |  |  |  | N
55938 | Industrial Power Generating Company LLC | 56682 | Brunswick Landfill Gas | VA | Brunswick | 34 | OP | Landfill Gas | IC | IPP Non-CHP | 2 | 0.3 | 0.3 | 0.3 | LFG | DFO | Y | LFG | DFO |  |  |  |  | N
55938 | Industrial Power Generating Company LLC | 56682 | Brunswick Landfill Gas | VA | Brunswick | 35 | OP | Landfill Gas | IC | IPP Non-CHP | 2 | 0.3 | 0.3 | 0.3 | LFG | DFO | Y | LFG | DFO |  |  |  |  | N
55938 | Industrial Power Generating Company LLC | 56682 | Brunswick Landfill Gas | VA | Brunswick | 36 | OP | Landfill Gas | IC | IPP Non-CHP | 2 | 0.3 | 0.3 | 0.3 | LFG | DFO | Y | LFG | DFO |  |  |  |  | N
55938 | Industrial Power Generating Company LLC | 56682 | Brunswick Landfill Gas | VA | Brunswick | 4 | OP | Landfill Gas | IC | IPP Non-CHP | 2 | 0.3 | 0.3 | 0.3 | LFG | DFO | Y | LFG | DFO |  |  |  |  | N
55938 | Industrial Power Generating Company LLC | 56682 | Brunswick Landfill Gas | VA | Brunswick | 5 | OP | Landfill Gas | IC | IPP Non-CHP | 2 | 0.3 | 0.3 | 0.3 | LFG | DFO | Y | LFG | DFO |  |  |  |  | N
55938 | Industrial Power Generating Company LLC | 56682 | Brunswick Landfill Gas | VA | Brunswick | 6 | OP | Landfill Gas | IC | IPP Non-CHP | 2 | 0.3 | 0.3 | 0.3 | LFG | DFO | Y | LFG | DFO |  |  |  |  | N
55938 | Industrial Power Generating Company LLC | 56682 | Brunswick Landfill Gas | VA | Brunswick | 7 | OP | Landfill Gas | IC | IPP Non-CHP | 2 | 0.3 | 0.3 | 0.3 | LFG | DFO | Y | LFG | DFO |  |  |  |  | N
55938 | Industrial Power Generating Company LLC | 56682 | Brunswick Landfill Gas | VA | Brunswick | 8 | OP | Landfill Gas | IC | IPP Non-CHP | 2 | 0.3 | 0.3 | 0.3 | LFG | DFO | Y | LFG | DFO |  |  |  |  | N
55938 | Industrial Power Generating Company LLC | 56682 | Brunswick Landfill Gas | VA | Brunswick | 9 | OP | Landfill Gas | IC | IPP Non-CHP | 2 | 0.3 | 0.3 | 0.3 | LFG | DFO | Y | LFG | DFO |  |  |  |  | N
55938 | Industrial Power Generating Company LLC | 56683 | Charles City | VA | Charles City | 1 | OP | Landfill Gas | IC | IPP Non-CHP | 2 | 0.3 | 0.3 | 0.3 | LFG | WO | Y | LFG | WO | DFO |  |  |  | N
55938 | Industrial Power Generating Company LLC | 56683 | Charles City | VA | Charles City | 10 | OP | Landfill Gas | IC | IPP Non-CHP | 2 | 0.3 | 0.3 | 0.3 | LFG | WO | Y | LFG | WO | DFO |  |  |  | N
55938 | Industrial Power Generating Company LLC | 56683 | Charles City | VA | Charles City | 11 | OP | Landfill Gas | IC | IPP Non-CHP | 2 | 0.3 | 0.3 | 0.3 | LFG | WO | Y | LFG | WO | DFO |  |  |  | N
55938 | Industrial Power Generating Company LLC | 56683 | Charles City | VA | Charles City | 12 | OP | Landfill Gas | IC | IPP Non-CHP | 2 | 0.3 | 0.3 | 0.3 | LFG | WO | Y | LFG | DFO | WO
55938 | Industrial Power Generating Company LLC | 56683 | Charles City | VA | Charles City | 13 | OP | Landfill Gas | IC | IPP Non-CHP | 2 | 0.3 | 0.3 | 0.3 | LFG | WO | Y | LFG | DFO | WO
55938 | Industrial Power Generating Company LLC | 56683 | Charles City | VA | Charles City | 14 | OP | Landfill Gas | IC | IPP Non-CHP | 2 | 0.3 | 0.3 | 0.3 | LFG | WO | Y | LFG | DFO | WO
55938 | Industrial Power Generating Company LLC | 56683 | Charles City | VA | Charles City | 15 | OP | Landfill Gas | IC | IPP Non-CHP | 2 | 0.3 | 0.3 | 0.3 | LFG | WO | Y | LFG | DFO | WO |  |  |  | N
55938 | Industrial Power Generating Company LLC | 56683 | Charles City | VA | Charles City | 16 | OP | Landfill Gas | IC | IPP Non-CHP | 2 | 0.3 | 0.3 | 0.3 | LFG | WO | Y | LFG | DFO | WO |  |  |  | N
55938 | Industrial Power Generating Company LLC | 56683 | Charles City | VA | Charles City | 17 | OP | Landfill Gas | IC | IPP Non-CHP | 2 | 0.3 | 0.3 | 0.3 | LFG | WO | Y | LFG | DFO | WO |  |  |  | N
55938 | Industrial Power Generating Company LLC | 56683 | Charles City | VA | Charles City | 18 | OP | Landfill Gas | IC | IPP Non-CHP | 2 | 0.3 | 0.3 | 0.3 | LFG | WO | Y | LFG | DFO | WO |  |  |  | N
55938 | Industrial Power Generating Company LLC | 56683 | Charles City | VA | Charles City | 19 | OP | Landfill Gas | IC | IPP Non-CHP | 2 | 0.3 | 0.3 | 0.3 | LFG | WO | Y | LFG | DFO | WO |  |  |  | N
55938 | Industrial Power Generating Company LLC | 56683 | Charles City | VA | Charles City | 2 | OP | Landfill Gas | IC | IPP Non-CHP | 2 | 0.3 | 0.3 | 0.3 | LFG | WO | Y | LFG | DFO | WO |  |  |  | N
55938 | Industrial Power Generating Company LLC | 56683 | Charles City | VA | Charles City | 20 | OP | Landfill Gas | IC | IPP Non-CHP | 2 | 0.3 | 0.3 | 0.3 | LFG | WO | Y | LFG | DFO | WO |  |  |  | N
55938 | Industrial Power Generating Company LLC | 56683 | Charles City | VA | Charles City | 21 | OP | Landfill Gas | IC | IPP Non-CHP | 2 | 0.3 | 0.3 | 0.3 | LFG | WO | Y | LFG | DFO | WO |  |  |  | N
55938 | Industrial Power Generating Company LLC | 56683 | Charles City | VA | Charles City | 22 | OP | Landfill Gas | IC | IPP Non-CHP | 2 | 0.3 | 0.3 | 0.3 | LFG | WO | Y | LFG | DFO | WO |  |  |  | N
55938 | Industrial Power Generating Company LLC | 56683 | Charles City | VA | Charles City | 23 | OP | Landfill Gas | IC | IPP Non-CHP | 2 | 0.3 | 0.3 | 0.3 | LFG | WO | Y | LFG | DFO | WO |  |  |  | N
55938 | Industrial Power Generating Company LLC | 56683 | Charles City | VA | Charles City | 24 | OP | Landfill Gas | IC | IPP Non-CHP | 2 | 0.3 | 0.3 | 0.3 | LFG | WO | Y | LFG | DFO | WO |  |  |  | N
55938 | Industrial Power Generating Company LLC | 56683 | Charles City | VA | Charles City | 25 | OP | Landfill Gas | IC | IPP Non-CHP | 2 | 0.3 | 0.3 | 0.3 | LFG | WO | Y | LFG | DFO | WO |  |  |  | N
55938 | Industrial Power Generating Company LLC | 56683 | Charles City | VA | Charles City | 26 | OP | Landfill Gas | IC | IPP Non-CHP | 2 | 0.3 | 0.3 | 0.3 | LFG | WO | Y | LFG | DFO | WO |  |  |  | N
55938 | Industrial Power Generating Company LLC | 56683 | Charles City | VA | Charles City | 27 | OP | Landfill Gas | IC | IPP Non-CHP | 2 | 0.3 | 0.3 | 0.3 | LFG | WO | Y | LFG | DFO | WO |  |  |  | N
55938 | Industrial Power Generating Company LLC | 56683 | Charles City | VA | Charles City | 28 | OP | Landfill Gas | IC | IPP Non-CHP | 2 | 0.3 | 0.3 | 0.3 | LFG | WO | Y | LFG | DFO | WO |  |  |  | N
55938 | Industrial Power Generating Company LLC | 56683 | Charles City | VA | Charles City | 29 | OP | Landfill Gas | IC | IPP Non-CHP | 2 | 0.3 | 0.3 | 0.3 | LFG | WO | Y | LFG | DFO | WO |  |  |  | N
55938 | Industrial Power Generating Company LLC | 56683 | Charles City | VA | Charles City | 3 | OP | Landfill Gas | IC | IPP Non-CHP | 2 | 0.3 | 0.3 | 0.3 | LFG | WO | Y | LFG | DFO | WO |  |  |  | N
55938 | Industrial Power Generating Company LLC | 56683 | Charles City | VA | Charles City | 30 | OP | Landfill Gas | IC | IPP Non-CHP | 2 | 0.3 | 0.3 | 0.3 | LFG | WO | Y | LFG | DFO | WO |  |  |  | N
55938 | Industrial Power Generating Company LLC | 56683 | Charles City | VA | Charles City | 31 | OP | Landfill Gas | IC | IPP Non-CHP | 2 | 0.3 | 0.3 | 0.3 | LFG | WO | Y | LFG | DFO | WO |  |  |  | N
55938 | Industrial Power Generating Company LLC | 56683 | Charles City | VA | Charles City | 32 | OP | Landfill Gas | IC | IPP Non-CHP | 2 | 0.3 | 0.3 | 0.3 | LFG | WO | Y | LFG | DFO | WO |  |  |  | N
55938 | Industrial Power Generating Company LLC | 56683 | Charles City | VA | Charles City | 33 | OP | Landfill Gas | IC | IPP Non-CHP | 2 | 0.3 | 0.3 | 0.3 | LFG | WO | Y | LFG | DFO | WO |  |  |  | N
55938 | Industrial Power Generating Company LLC | 56683 | Charles City | VA | Charles City | 34 | OP | Landfill Gas | IC | IPP Non-CHP | 2 | 0.3 | 0.3 | 0.3 | LFG | WO | Y | LFG | DFO | WO |  |  |  | N
55938 | Industrial Power Generating Company LLC | 56683 | Charles City | VA | Charles City | 35 | OP | Landfill Gas | IC | IPP Non-CHP | 2 | 0.3 | 0.3 | 0.3 | LFG | WO | Y | LFG | DFO | WO |  |  |  | N
55938 | Industrial Power Generating Company LLC | 56683 | Charles City | VA | Charles City | 36 | OP | Landfill Gas | IC | IPP Non-CHP | 2 | 0.3 | 0.3 | 0.3 | LFG | WO | Y | LFG | DFO | WO |  |  |  | N
55938 | Industrial Power Generating Company LLC | 56683 | Charles City | VA | Charles City | 37 | OP | Landfill Gas | IC | IPP Non-CHP | 2 | 0.3 | 0.3 | 0.3 | LFG | WO | Y | LFG | DFO | WO |  |  |  | N
55938 | Industrial Power Generating Company LLC | 56683 | Charles City | VA | Charles City | 38 | OP | Landfill Gas | IC | IPP Non-CHP | 2 | 0.3 | 0.3 | 0.3 | LFG | WO | Y | LFG | DFO | WO |  |  |  | N
55938 | Industrial Power Generating Company LLC | 56683 | Charles City | VA | Charles City | 39 | OP | Landfill Gas | IC | IPP Non-CHP | 2 | 0.3 | 0.3 | 0.3 | LFG | WO | Y | LFG | DFO | WO |  |  |  | N
55938 | Industrial Power Generating Company LLC | 56683 | Charles City | VA | Charles City | 4 | OP | Landfill Gas | IC | IPP Non-CHP | 2 | 0.3 | 0.3 | 0.3 | LFG | WO | Y | LFG | DFO | WO |  |  |  | N
55938 | Industrial Power Generating Company LLC | 56683 | Charles City | VA | Charles City | 40 | OP | Landfill Gas | IC | IPP Non-CHP | 2 | 0.3 | 0.3 | 0.3 | LFG | WO | Y | LFG | DFO | WO |  |  |  | N
55938 | Industrial Power Generating Company LLC | 56683 | Charles City | VA | Charles City | 41 | OP | Landfill Gas | IC | IPP Non-CHP | 2 | 0.3 | 0.3 | 0.3 | LFG | WO | Y | LFG | DFO | WO |  |  |  | N
55938 | Industrial Power Generating Company LLC | 56683 | Charles City | VA | Charles City | 42 | OP | Landfill Gas | IC | IPP Non-CHP | 2 | 0.3 | 0.3 | 0.3 | LFG | WO | Y | LFG | DFO | WO |  |  |  | N
55938 | Industrial Power Generating Company LLC | 56683 | Charles City | VA | Charles City | 43 | OP | Landfill Gas | IC | IPP Non-CHP | 2 | 0.3 | 0.3 | 0.3 | LFG | WO | Y | LFG | DFO | WO |  |  |  | N
55938 | Industrial Power Generating Company LLC | 56683 | Charles City | VA | Charles City | 44 | OP | Landfill Gas | IC | IPP Non-CHP | 2 | 0.3 | 0.3 | 0.3 | LFG | WO | Y | LFG | DFO | WO |  |  |  | N
55938 | Industrial Power Generating Company LLC | 56683 | Charles City | VA | Charles City | 45 | OP | Landfill Gas | IC | IPP Non-CHP | 2 | 0.3 | 0.3 | 0.3 | LFG | WO | Y | LFG | DFO | WO |  |  |  | N
55938 | Industrial Power Generating Company LLC | 56683 | Charles City | VA | Charles City | 46 | OP | Landfill Gas | IC | IPP Non-CHP | 2 | 0.3 | 0.3 | 0.3 | LFG | WO | Y | LFG | DFO | WO |  |  |  | N
55938 | Industrial Power Generating Company LLC | 56683 | Charles City | VA | Charles City | 47 | OP | Landfill Gas | IC | IPP Non-CHP | 2 | 0.3 | 0.3 | 0.3 | LFG | WO | Y | LFG | DFO | WO |  |  |  | N
55938 | Industrial Power Generating Company LLC | 56683 | Charles City | VA | Charles City | 48 | OP | Landfill Gas | IC | IPP Non-CHP | 2 | 0.3 | 0.3 | 0.3 | LFG | WO | Y | LFG | DFO | WO |  |  |  | N
55938 | Industrial Power Generating Company LLC | 56683 | Charles City | VA | Charles City | 5 | OP | Landfill Gas | IC | IPP Non-CHP | 2 | 0.3 | 0.3 | 0.3 | LFG | WO | Y | LFG | DFO | WO |  |  |  | N
55938 | Industrial Power Generating Company LLC | 56683 | Charles City | VA | Charles City | 6 | OP | Landfill Gas | IC | IPP Non-CHP | 2 | 0.3 | 0.3 | 0.3 | LFG | WO | Y | LFG | DFO | WO |  |  |  | N
55938 | Industrial Power Generating Company LLC | 56683 | Charles City | VA | Charles City | 7 | OP | Landfill Gas | IC | IPP Non-CHP | 2 | 0.3 | 0.3 | 0.3 | LFG | WO | Y | LFG | DFO | WO |  |  |  | N
55938 | Industrial Power Generating Company LLC | 56683 | Charles City | VA | Charles City | 8 | OP | Landfill Gas | IC | IPP Non-CHP | 2 | 0.3 | 0.3 | 0.3 | LFG | WO | Y | LFG | DFO | WO |  |  |  | N
55938 | Industrial Power Generating Company LLC | 56683 | Charles City | VA | Charles City | 9 | OP | Landfill Gas | IC | IPP Non-CHP | 2 | 0.3 | 0.3 | 0.3 | LFG | WO | Y | LFG | DFO | WO |  |  |  | N
55938 | Industrial Power Generating Company LLC | 56684 | Chesterfield Landfill Gas | VA | Chesterfield | 1 | OP | Landfill Gas | IC | IPP Non-CHP | 2 | 0.3 | 0.3 | 0.3 | LFG | DFO | Y | LFG | DFO |  |  |  |  | N
55938 | Industrial Power Generating Company LLC | 56684 | Chesterfield Landfill Gas | VA | Chesterfield | 10 | OP | Landfill Gas | IC | IPP Non-CHP | 2 | 0.3 | 0.3 | 0.3 | LFG | DFO | Y | LFG | DFO |  |  |  |  | N
55938 | Industrial Power Generating Company LLC | 56684 | Chesterfield Landfill Gas | VA | Chesterfield | 11 | OP | Landfill Gas | IC | IPP Non-CHP | 2 | 0.3 | 0.3 | 0.3 | LFG | DFO | Y | LFG | DFO |  |  |  |  | N
55938 | Industrial Power Generating Company LLC | 56684 | Chesterfield Landfill Gas | VA | Chesterfield | 12 | OP | Landfill Gas | IC | IPP Non-CHP | 2 | 0.3 | 0.3 | 0.3 | LFG | DFO | Y | LFG | DFO |  |  |  |  | N
55938 | Industrial Power Generating Company LLC | 56684 | Chesterfield Landfill Gas | VA | Chesterfield | 13 | OP | Landfill Gas | IC | IPP Non-CHP | 2 | 0.3 | 0.3 | 0.3 | LFG | DFO | Y | LFG | DFO |  |  |  |  | N
55938 | Industrial Power Generating Company LLC | 56684 | Chesterfield Landfill Gas | VA | Chesterfield | 14 | OP | Landfill Gas | IC | IPP Non-CHP | 2 | 0.3 | 0.3 | 0.3 | LFG | DFO | Y | LFG | DFO |  |  |  |  | N
55938 | Industrial Power Generating Company LLC | 56684 | Chesterfield Landfill Gas | VA | Chesterfield | 15 | OP | Landfill Gas | IC | IPP Non-CHP | 2 | 0.3 | 0.3 | 0.3 | LFG | DFO | Y | LFG | DFO |  |  |  |  | N
55938 | Industrial Power Generating Company LLC | 56684 | Chesterfield Landfill Gas | VA | Chesterfield | 16 | OP | Landfill Gas | IC | IPP Non-CHP | 2 | 0.3 | 0.3 | 0.3 | LFG | DFO | Y | LFG | DFO |  |  |  |  | N
55938 | Industrial Power Generating Company LLC | 56684 | Chesterfield Landfill Gas | VA | Chesterfield | 17 | OP | Landfill Gas | IC | IPP Non-CHP | 2 | 0.3 | 0.3 | 0.3 | LFG | DFO | Y | LFG | DFO |  |  |  |  | N
55938 | Industrial Power Generating Company LLC | 56684 | Chesterfield Landfill Gas | VA | Chesterfield | 18 | OP | Landfill Gas | IC | IPP Non-CHP | 2 | 0.3 | 0.3 | 0.3 | LFG | DFO | Y | LFG | DFO |  |  |  |  | N
55938 | Industrial Power Generating Company LLC | 56684 | Chesterfield Landfill Gas | VA | Chesterfield | 19 | OP | Landfill Gas | IC | IPP Non-CHP | 2 | 0.3 | 0.3 | 0.3 | LFG | DFO | Y | LFG | DFO |  |  |  |  | N
55938 | Industrial Power Generating Company LLC | 56684 | Chesterfield Landfill Gas | VA | Chesterfield | 2 | OP | Landfill Gas | IC | IPP Non-CHP | 2 | 0.3 | 0.3 | 0.3 | LFG | DFO | Y | LFG | DFO |  |  |  |  | N
55938 | Industrial Power Generating Company LLC | 56684 | Chesterfield Landfill Gas | VA | Chesterfield | 20 | OP | Landfill Gas | IC | IPP Non-CHP | 2 | 0.3 | 0.3 | 0.3 | LFG | DFO | Y | LFG | DFO |  |  |  |  | N
55938 | Industrial Power Generating Company LLC | 56684 | Chesterfield Landfill Gas | VA | Chesterfield | 21 | OP | Landfill Gas | IC | IPP Non-CHP | 2 | 0.3 | 0.3 | 0.3 | LFG | DFO | Y | LFG | DFO |  |  |  |  | N
55938 | Industrial Power Generating Company LLC | 56684 | Chesterfield Landfill Gas | VA | Chesterfield | 22 | OP | Landfill Gas | IC | IPP Non-CHP | 2 | 0.3 | 0.3 | 0.3 | LFG | DFO | Y | LFG | DFO |  |  |  |  | N
55938 | Industrial Power Generating Company LLC | 56684 | Chesterfield Landfill Gas | VA | Chesterfield | 23 | OP | Landfill Gas | IC | IPP Non-CHP | 2 | 0.3 | 0.3 | 0.3 | LFG | DFO | Y | LFG | DFO |  |  |  |  | N
55938 | Industrial Power Generating Company LLC | 56684 | Chesterfield Landfill Gas | VA | Chesterfield | 24 | OP | Landfill Gas | IC | IPP Non-CHP | 2 | 0.3 | 0.3 | 0.3 | LFG | DFO | Y | LFG | DFO |  |  |  |  | N
55938 | Industrial Power Generating Company LLC | 56684 | Chesterfield Landfill Gas | VA | Chesterfield | 25 | OP | Landfill Gas | IC | IPP Non-CHP | 2 | 0.3 | 0.3 | 0.3 | LFG | DFO | Y | LFG | DFO |  |  |  |  | N
55938 | Industrial Power Generating Company LLC | 56684 | Chesterfield Landfill Gas | VA | Chesterfield | 26 | OP | Landfill Gas | IC | IPP Non-CHP | 2 | 0.3 | 0.3 | 0.3 | LFG | DFO | Y | LFG | DFO |  |  |  |  | N
55938 | Industrial Power Generating Company LLC | 56684 | Chesterfield Landfill Gas | VA | Chesterfield | 27 | OP | Landfill Gas | IC | IPP Non-CHP | 2 | 0.3 | 0.3 | 0.3 | LFG | DFO | Y | LFG | DFO |  |  |  |  | N
55938 | Industrial Power Generating Company LLC | 56684 | Chesterfield Landfill Gas | VA | Chesterfield | 28 | OP | Landfill Gas | IC | IPP Non-CHP | 2 | 0.3 | 0.3 | 0.3 | LFG | DFO | Y | LFG | DFO |  |  |  |  | N
55938 | Industrial Power Generating Company LLC | 56684 | Chesterfield Landfill Gas | VA | Chesterfield | 29 | OP | Landfill Gas | IC | IPP Non-CHP | 2 | 0.3 | 0.3 | 0.3 | LFG | DFO | Y | LFG | DFO |  |  |  |  | N
55938 | Industrial Power Generating Company LLC | 56684 | Chesterfield Landfill Gas | VA | Chesterfield | 3 | OP | Landfill Gas | IC | IPP Non-CHP | 2 | 0.3 | 0.3 | 0.3 | LFG | DFO | Y | LFG | DFO |  |  |  |  | N
55938 | Industrial Power Generating Company LLC | 56684 | Chesterfield Landfill Gas | VA | Chesterfield | 30 | OP | Landfill Gas | IC | IPP Non-CHP | 2 | 0.3 | 0.3 | 0.3 | LFG | DFO | Y | LFG | DFO |  |  |  |  | N
55938 | Industrial Power Generating Company LLC | 56684 | Chesterfield Landfill Gas | VA | Chesterfield | 31 | OP | Landfill Gas | IC | IPP Non-CHP | 2 | 0.3 | 0.3 | 0.3 | LFG | DFO | Y | LFG | DFO |  |  |  |  | N
55938 | Industrial Power Generating Company LLC | 56684 | Chesterfield Landfill Gas | VA | Chesterfield | 32 | OP | Landfill Gas | IC | IPP Non-CHP | 2 | 0.3 | 0.3 | 0.3 | LFG | DFO | Y | LFG | DFO |  |  |  |  | N
55938 | Industrial Power Generating Company LLC | 56684 | Chesterfield Landfill Gas | VA | Chesterfield | 33 | OP | Landfill Gas | IC | IPP Non-CHP | 2 | 0.3 | 0.3 | 0.3 | LFG | DFO | Y | LFG | DFO |  |  |  |  | N
55938 | Industrial Power Generating Company LLC | 56684 | Chesterfield Landfill Gas | VA | Chesterfield | 34 | OP | Landfill Gas | IC | IPP Non-CHP | 2 | 0.3 | 0.3 | 0.3 | LFG | DFO | Y | LFG | DFO |  |  |  |  | N
55938 | Industrial Power Generating Company LLC | 56684 | Chesterfield Landfill Gas | VA | Chesterfield | 35 | OP | Landfill Gas | IC | IPP Non-CHP | 2 | 0.3 | 0.3 | 0.3 | LFG | DFO | Y | LFG | DFO |  |  |  |  | N
55938 | Industrial Power Generating Company LLC | 56684 | Chesterfield Landfill Gas | VA | Chesterfield | 36 | OP | Landfill Gas | IC | IPP Non-CHP | 2 | 0.3 | 0.3 | 0.3 | LFG | DFO | Y | LFG | DFO |  |  |  |  | N
55938 | Industrial Power Generating Company LLC | 56684 | Chesterfield Landfill Gas | VA | Chesterfield | 37 | OP | Landfill Gas | IC | IPP Non-CHP | 2 | 0.3 | 0.3 | 0.3 | LFG | DFO | Y | LFG | DFO |  |  |  |  | N
55938 | Industrial Power Generating Company LLC | 56684 | Chesterfield Landfill Gas | VA | Chesterfield | 38 | OP | Landfill Gas | IC | IPP Non-CHP | 2 | 0.3 | 0.3 | 0.3 | LFG | DFO | Y | LFG | DFO |  |  |  |  | N
55938 | Industrial Power Generating Company LLC | 56684 | Chesterfield Landfill Gas | VA | Chesterfield | 39 | OP | Landfill Gas | IC | IPP Non-CHP | 2 | 0.3 | 0.3 | 0.3 | LFG | DFO | Y | LFG | DFO |  |  |  |  | N
55938 | Industrial Power Generating Company LLC | 56684 | Chesterfield Landfill Gas | VA | Chesterfield | 4 | OP | Landfill Gas | IC | IPP Non-CHP | 2 | 0.3 | 0.3 | 0.3 | LFG | DFO | Y | LFG | DFO |  |  |  |  | N
55938 | Industrial Power Generating Company LLC | 56684 | Chesterfield Landfill Gas | VA | Chesterfield | 40 | OP | Landfill Gas | IC | IPP Non-CHP | 2 | 0.3 | 0.3 | 0.3 | LFG | DFO | Y | LFG | DFO |  |  |  |  | N
55938 | Industrial Power Generating Company LLC | 56684 | Chesterfield Landfill Gas | VA | Chesterfield | 41 | OP | Landfill Gas | IC | IPP Non-CHP | 2 | 0.3 | 0.3 | 0.3 | LFG | DFO | Y | LFG | DFO |  |  |  |  | N
55938 | Industrial Power Generating Company LLC | 56684 | Chesterfield Landfill Gas | VA | Chesterfield | 42 | OP | Landfill Gas | IC | IPP Non-CHP | 2 | 0.3 | 0.3 | 0.3 | LFG | DFO | Y | LFG | DFO |  |  |  |  | N
55938 | Industrial Power Generating Company LLC | 56684 | Chesterfield Landfill Gas | VA | Chesterfield | 43 | OP | Landfill Gas | IC | IPP Non-CHP | 2 | 0.3 | 0.3 | 0.3 | LFG | DFO | Y | LFG | DFO |  |  |  |  | N
55938 | Industrial Power Generating Company LLC | 56684 | Chesterfield Landfill Gas | VA | Chesterfield | 44 | OP | Landfill Gas | IC | IPP Non-CHP | 2 | 0.3 | 0.3 | 0.3 | LFG | DFO | Y | LFG | DFO |  |  |  |  | N
55938 | Industrial Power Generating Company LLC | 56684 | Chesterfield Landfill Gas | VA | Chesterfield | 45 | OP | Landfill Gas | IC | IPP Non-CHP | 2 | 0.3 | 0.3 | 0.3 | LFG | DFO | Y | LFG | DFO |  |  |  |  | N
55938 | Industrial Power Generating Company LLC | 56684 | Chesterfield Landfill Gas | VA | Chesterfield | 46 | OP | Landfill Gas | IC | IPP Non-CHP | 2 | 0.3 | 0.3 | 0.3 | LFG | DFO | Y | LFG | DFO |  |  |  |  | N
55938 | Industrial Power Generating Company LLC | 56684 | Chesterfield Landfill Gas | VA | Chesterfield | 47 | OP | Landfill Gas | IC | IPP Non-CHP | 2 | 0.3 | 0.3 | 0.3 | LFG | DFO | Y | LFG | DFO |  |  |  |  | N
55938 | Industrial Power Generating Company LLC | 56684 | Chesterfield Landfill Gas | VA | Chesterfield | 48 | OP | Landfill Gas | IC | IPP Non-CHP | 2 | 0.3 | 0.3 | 0.3 | LFG | DFO | Y | LFG | DFO |  |  |  |  | N
55938 | Industrial Power Generating Company LLC | 56684 | Chesterfield Landfill Gas | VA | Chesterfield | 5 | OP | Landfill Gas | IC | IPP Non-CHP | 2 | 0.3 | 0.3 | 0.3 | LFG | DFO | Y | LFG | DFO |  |  |  |  | N
55938 | Industrial Power Generating Company LLC | 56684 | Chesterfield Landfill Gas | VA | Chesterfield | 6 | OP | Landfill Gas | IC | IPP Non-CHP | 2 | 0.3 | 0.3 | 0.3 | LFG | DFO | Y | LFG | DFO |  |  |  |  | N
55938 | Industrial Power Generating Company LLC | 56684 | Chesterfield Landfill Gas | VA | Chesterfield | 7 | OP | Landfill Gas | IC | IPP Non-CHP | 2 | 0.3 | 0.3 | 0.3 | LFG | DFO | Y | LFG | DFO |  |  |  |  | N
55938 | Industrial Power Generating Company LLC | 56684 | Chesterfield Landfill Gas | VA | Chesterfield | 8 | OP | Landfill Gas | IC | IPP Non-CHP | 2 | 0.3 | 0.3 | 0.3 | LFG | DFO | Y | LFG | DFO |  |  |  |  | N
55938 | Industrial Power Generating Company LLC | 56684 | Chesterfield Landfill Gas | VA | Chesterfield | 9 | OP | Landfill Gas | IC | IPP Non-CHP | 2 | 0.3 | 0.3 | 0.3 | LFG | DFO | Y | LFG | DFO |  |  |  |  | N
55938 | Industrial Power Generating Company LLC | 56686 | King & Queen | VA | King and Queen | 1 | OP | Landfill Gas | IC | IPP Non-CHP | 2 | 0.3 | 0.3 | 0.3 | LFG | DFO | Y | LFG | DFO |  |  |  |  | N
55938 | Industrial Power Generating Company LLC | 56686 | King & Queen | VA | King and Queen | 10 | OP | Landfill Gas | IC | IPP Non-CHP | 2 | 0.3 | 0.3 | 0.3 | LFG | DFO | Y | LFG | DFO |  |  |  |  | N
55938 | Industrial Power Generating Company LLC | 56686 | King & Queen | VA | King and Queen | 11 | OP | Landfill Gas | IC | IPP Non-CHP | 2 | 0.3 | 0.3 | 0.3 | LFG | DFO | Y | LFG | DFO |  |  |  |  | N
55938 | Industrial Power Generating Company LLC | 56686 | King & Queen | VA | King and Queen | 12 | OP | Landfill Gas | IC | IPP Non-CHP | 2 | 0.3 | 0.3 | 0.3 | LFG | DFO | Y | LFG | DFO |  |  |  |  | N
55938 | Industrial Power Generating Company LLC | 56686 | King & Queen | VA | King and Queen | 13 | OP | Landfill Gas | IC | IPP Non-CHP | 2 | 0.3 | 0.3 | 0.3 | LFG | DFO | Y | LFG | DFO |  |  |  |  | N
55938 | Industrial Power Generating Company LLC | 56686 | King & Queen | VA | King and Queen | 14 | OP | Landfill Gas | IC | IPP Non-CHP | 2 | 0.3 | 0.3 | 0.3 | LFG | DFO | Y | LFG | DFO |  |  |  |  | N
55938 | Industrial Power Generating Company LLC | 56686 | King & Queen | VA | King and Queen | 15 | OP | Landfill Gas | IC | IPP Non-CHP | 2 | 0.3 | 0.3 | 0.3 | LFG | DFO | Y | LFG | DFO |  |  |  |  | N
55938 | Industrial Power Generating Company LLC | 56686 | King & Queen | VA | King and Queen | 16 | OP | Landfill Gas | IC | IPP Non-CHP | 2 | 0.3 | 0.3 | 0.3 | LFG | DFO | Y | LFG | DFO |  |  |  |  | N
55938 | Industrial Power Generating Company LLC | 56686 | King & Queen | VA | King and Queen | 17 | OP | Landfill Gas | IC | IPP Non-CHP | 2 | 0.3 | 0.3 | 0.3 | LFG | DFO | Y | LFG | DFO |  |  |  |  | N
55938 | Industrial Power Generating Company LLC | 56686 | King & Queen | VA | King and Queen | 18 | OP | Landfill Gas | IC | IPP Non-CHP | 2 | 0.3 | 0.3 | 0.3 | LFG | DFO | Y | LFG | DFO |  |  |  |  | N
55938 | Industrial Power Generating Company LLC | 56686 | King & Queen | VA | King and Queen | 19 | OP | Landfill Gas | IC | IPP Non-CHP | 2 | 0.3 | 0.3 | 0.3 | LFG | DFO | Y | LFG | DFO |  |  |  |  | N
55938 | Industrial Power Generating Company LLC | 56686 | King & Queen | VA | King and Queen | 2 | OP | Landfill Gas | IC | IPP Non-CHP | 2 | 0.3 | 0.3 | 0.3 | LFG | DFO | Y | LFG | DFO |  |  |  |  | N
55938 | Industrial Power Generating Company LLC | 56686 | King & Queen | VA | King and Queen | 20 | OP | Landfill Gas | IC | IPP Non-CHP | 2 | 0.3 | 0.3 | 0.3 | LFG | DFO | Y | LFG | DFO |  |  |  |  | N
55938 | Industrial Power Generating Company LLC | 56686 | King & Queen | VA | King and Queen | 21 | OP | Landfill Gas | IC | IPP Non-CHP | 2 | 0.3 | 0.3 | 0.3 | LFG | DFO | Y | LFG | DFO |  |  |  |  | N
55938 | Industrial Power Generating Company LLC | 56686 | King & Queen | VA | King and Queen | 22 | OP | Landfill Gas | IC | IPP Non-CHP | 2 | 0.3 | 0.3 | 0.3 | LFG | DFO | Y | LFG | DFO |  |  |  |  | N
55938 | Industrial Power Generating Company LLC | 56686 | King & Queen | VA | King and Queen | 23 | OP | Landfill Gas | IC | IPP Non-CHP | 2 | 0.3 | 0.3 | 0.3 | LFG | DFO | Y | LFG | DFO |  |  |  |  | N
55938 | Industrial Power Generating Company LLC | 56686 | King & Queen | VA | King and Queen | 24 | OP | Landfill Gas | IC | IPP Non-CHP | 2 | 0.3 | 0.3 | 0.3 | LFG | DFO | Y | LFG | DFO |  |  |  |  | N
55938 | Industrial Power Generating Company LLC | 56686 | King & Queen | VA | King and Queen | 25 | OP | Landfill Gas | IC | IPP Non-CHP | 2 | 0.3 | 0.3 | 0.3 | LFG | DFO | Y | LFG | DFO |  |  |  |  | N
55938 | Industrial Power Generating Company LLC | 56686 | King & Queen | VA | King and Queen | 26 | OP | Landfill Gas | IC | IPP Non-CHP | 2 | 0.3 | 0.3 | 0.3 | LFG | DFO | Y | LFG | DFO |  |  |  |  | N
55938 | Industrial Power Generating Company LLC | 56686 | King & Queen | VA | King and Queen | 27 | OP | Landfill Gas | IC | IPP Non-CHP | 2 | 0.3 | 0.3 | 0.3 | LFG | DFO | Y | LFG | DFO |  |  |  |  | N
55938 | Industrial Power Generating Company LLC | 56686 | King & Queen | VA | King and Queen | 28 | OP | Landfill Gas | IC | IPP Non-CHP | 2 | 0.3 | 0.3 | 0.3 | LFG | DFO | Y | LFG | DFO |  |  |  |  | N
55938 | Industrial Power Generating Company LLC | 56686 | King & Queen | VA | King and Queen | 29 | OP | Landfill Gas | IC | IPP Non-CHP | 2 | 0.3 | 0.3 | 0.3 | LFG | DFO | Y | LFG | DFO |  |  |  |  | N
55938 | Industrial Power Generating Company LLC | 56686 | King & Queen | VA | King and Queen | 3 | OP | Landfill Gas | IC | IPP Non-CHP | 2 | 0.3 | 0.3 | 0.3 | LFG | DFO | Y | LFG | DFO |  |  |  |  | N
55938 | Industrial Power Generating Company LLC | 56686 | King & Queen | VA | King and Queen | 30 | OP | Landfill Gas | IC | IPP Non-CHP | 2 | 0.3 | 0.3 | 0.3 | LFG | DFO | Y | LFG | DFO |  |  |  |  | N
55938 | Industrial Power Generating Company LLC | 56686 | King & Queen | VA | King and Queen | 31 | OP | Landfill Gas | IC | IPP Non-CHP | 2 | 0.3 | 0.3 | 0.3 | LFG | DFO | Y | LFG | DFO |  |  |  |  | N
55938 | Industrial Power Generating Company LLC | 56686 | King & Queen | VA | King and Queen | 32 | OP | Landfill Gas | IC | IPP Non-CHP | 2 | 0.3 | 0.3 | 0.3 | LFG | DFO | Y | LFG | DFO |  |  |  |  | N
55938 | Industrial Power Generating Company LLC | 56686 | King & Queen | VA | King and Queen | 33 | OP | Landfill Gas | IC | IPP Non-CHP | 2 | 0.3 | 0.3 | 0.3 | LFG | DFO | Y | LFG | DFO |  |  |  |  | N
55938 | Industrial Power Generating Company LLC | 56686 | King & Queen | VA | King and Queen | 34 | OP | Landfill Gas | IC | IPP Non-CHP | 2 | 0.3 | 0.3 | 0.3 | LFG | DFO | Y | LFG | DFO |  |  |  |  | N
55938 | Industrial Power Generating Company LLC | 56686 | King & Queen | VA | King and Queen | 35 | OP | Landfill Gas | IC | IPP Non-CHP | 2 | 0.3 | 0.3 | 0.3 | LFG | DFO | Y | LFG | DFO |  |  |  |  | N
55938 | Industrial Power Generating Company LLC | 56686 | King & Queen | VA | King and Queen | 36 | OP | Landfill Gas | IC | IPP Non-CHP | 2 | 0.3 | 0.3 | 0.3 | LFG | DFO | Y | LFG | DFO |  |  |  |  | N
55938 | Industrial Power Generating Company LLC | 56686 | King & Queen | VA | King and Queen | 4 | OP | Landfill Gas | IC | IPP Non-CHP | 2 | 0.3 | 0.3 | 0.3 | LFG | DFO | Y | LFG | DFO |  |  |  |  | N
55938 | Industrial Power Generating Company LLC | 56686 | King & Queen | VA | King and Queen | 5 | OP | Landfill Gas | IC | IPP Non-CHP | 2 | 0.3 | 0.3 | 0.3 | LFG | DFO | Y | LFG | DFO |  |  |  |  | N
55938 | Industrial Power Generating Company LLC | 56686 | King & Queen | VA | King and Queen | 6 | OP | Landfill Gas | IC | IPP Non-CHP | 2 | 0.3 | 0.3 | 0.3 | LFG | DFO | Y | LFG | DFO |  |  |  |  | N
55938 | Industrial Power Generating Company LLC | 56686 | King & Queen | VA | King and Queen | 7 | OP | Landfill Gas | IC | IPP Non-CHP | 2 | 0.3 | 0.3 | 0.3 | LFG | DFO | Y | LFG | DFO |  |  |  |  | N
55938 | Industrial Power Generating Company LLC | 56686 | King & Queen | VA | King and Queen | 8 | OP | Landfill Gas | IC | IPP Non-CHP | 2 | 0.3 | 0.3 | 0.3 | LFG | DFO | Y | LFG | DFO |  |  |  |  | N
55938 | Industrial Power Generating Company LLC | 56686 | King & Queen | VA | King and Queen | 9 | OP | Landfill Gas | IC | IPP Non-CHP | 2 | 0.3 | 0.3 | 0.3 | LFG | DFO | Y | LFG | DFO |  |  |  |  | N
55938 | Industrial Power Generating Company LLC | 56687 | Mountain View | PA | Franklin | 1 | OP | Landfill Gas | IC | IPP Non-CHP | 2 | 0.3 | 0.3 | 0.3 | LFG | WO | Y | LFG | WO | DFO |  |  |  | N
55938 | Industrial Power Generating Company LLC | 56687 | Mountain View | PA | Franklin | 10 | OP | Landfill Gas | IC | IPP Non-CHP | 2 | 0.3 | 0.3 | 0.3 | LFG | WO | Y | LFG | WO | DFO |  |  |  | N
55938 | Industrial Power Generating Company LLC | 56687 | Mountain View | PA | Franklin | 11 | OP | Landfill Gas | IC | IPP Non-CHP | 2 | 0.3 | 0.3 | 0.3 | LFG | WO | Y | LFG | WO | DFO |  |  |  | N
55938 | Industrial Power Generating Company LLC | 56687 | Mountain View | PA | Franklin | 12 | OP | Landfill Gas | IC | IPP Non-CHP | 2 | 0.3 | 0.3 | 0.3 | LFG | WO | Y | LFG | WO | DFO |  |  |  | N
55938 | Industrial Power Generating Company LLC | 56687 | Mountain View | PA | Franklin | 13 | OP | Landfill Gas | IC | IPP Non-CHP | 2 | 0.3 | 0.3 | 0.3 | LFG | WO | Y | LFG | WO | DFO |  |  |  | N
55938 | Industrial Power Generating Company LLC | 56687 | Mountain View | PA | Franklin | 14 | OP | Landfill Gas | IC | IPP Non-CHP | 2 | 0.3 | 0.3 | 0.3 | LFG | WO | Y | LFG | WO | DFO |  |  |  | N
55938 | Industrial Power Generating Company LLC | 56687 | Mountain View | PA | Franklin | 15 | OP | Landfill Gas | IC | IPP Non-CHP | 2 | 0.3 | 0.3 | 0.3 | LFG | WO | Y | LFG | WO | DFO |  |  |  | N
55938 | Industrial Power Generating Company LLC | 56687 | Mountain View | PA | Franklin | 16 | OP | Landfill Gas | IC | IPP Non-CHP | 2 | 0.3 | 0.3 | 0.3 | LFG | WO | Y | LFG | WO | DFO |  |  |  | N
55938 | Industrial Power Generating Company LLC | 56687 | Mountain View | PA | Franklin | 17 | OP | Landfill Gas | IC | IPP Non-CHP | 2 | 0.3 | 0.3 | 0.3 | LFG | WO | Y | LFG | WO | DFO |  |  |  | N
55938 | Industrial Power Generating Company LLC | 56687 | Mountain View | PA | Franklin | 18 | OP | Landfill Gas | IC | IPP Non-CHP | 2 | 0.3 | 0.3 | 0.3 | LFG | WO | Y | LFG | WO |  |  |  |  | N
55938 | Industrial Power Generating Company LLC | 56687 | Mountain View | PA | Franklin | 19 | OP | Landfill Gas | IC | IPP Non-CHP | 2 | 0.3 | 0.3 | 0.3 | LFG | WO | Y | LFG | WO | DFO |  |  |  | N
55938 | Industrial Power Generating Company LLC | 56687 | Mountain View | PA | Franklin | 2 | OP | Landfill Gas | IC | IPP Non-CHP | 2 | 0.3 | 0.3 | 0.3 | LFG | WO | Y | LFG | WO | DFO |  |  |  | N
55938 | Industrial Power Generating Company LLC | 56687 | Mountain View | PA | Franklin | 20 | OP | Landfill Gas | IC | IPP Non-CHP | 2 | 0.3 | 0.3 | 0.3 | LFG | WO | Y | LFG | WO | DFO |  |  |  | N
55938 | Industrial Power Generating Company LLC | 56687 | Mountain View | PA | Franklin | 21 | OP | Landfill Gas | IC | IPP Non-CHP | 2 | 0.3 | 0.3 | 0.3 | LFG | WO | Y | LFG | WO | DFO |  |  |  | N
55938 | Industrial Power Generating Company LLC | 56687 | Mountain View | PA | Franklin | 22 | OP | Landfill Gas | IC | IPP Non-CHP | 2 | 0.3 | 0.3 | 0.3 | LFG | WO | Y | LFG | WO | DFO |  |  |  | N
55938 | Industrial Power Generating Company LLC | 56687 | Mountain View | PA | Franklin | 23 | OP | Landfill Gas | IC | IPP Non-CHP | 2 | 0.3 | 0.3 | 0.3 | LFG | WO | Y | LFG | WO | DFO |  |  |  | N
55938 | Industrial Power Generating Company LLC | 56687 | Mountain View | PA | Franklin | 24 | OP | Landfill Gas | IC | IPP Non-CHP | 2 | 0.3 | 0.3 | 0.3 | LFG | WO | Y | LFG | WO
55938 | Industrial Power Generating Company LLC | 56687 | Mountain View | PA | Franklin | 25 | OP | Landfill Gas | IC | IPP Non-CHP | 2 | 0.3 | 0.3 | 0.3 | LFG | WO | Y | LFG | WO
55938 | Industrial Power Generating Company LLC | 56687 | Mountain View | PA | Franklin | 26 | OP | Landfill Gas | IC | IPP Non-CHP | 2 | 0.3 | 0.3 | 0.3 | LFG | WO | Y | LFG | WO | DFO |  |  |  | N
55938 | Industrial Power Generating Company LLC | 56687 | Mountain View | PA | Franklin | 27 | OP | Landfill Gas | IC | IPP Non-CHP | 2 | 0.3 | 0.3 | 0.3 | LFG | WO | Y | LFG | WO | DFO |  |  |  | N
55938 | Industrial Power Generating Company LLC | 56687 | Mountain View | PA | Franklin | 28 | OP | Landfill Gas | IC | IPP Non-CHP | 2 | 0.3 | 0.3 | 0.3 | LFG | WO | Y | LFG | WO | DFO |  |  |  | N
55938 | Industrial Power Generating Company LLC | 56687 | Mountain View | PA | Franklin | 29 | OP | Landfill Gas | IC | IPP Non-CHP | 2 | 0.3 | 0.3 | 0.3 | LFG | WO | Y | LFG | WO
55938 | Industrial Power Generating Company LLC | 56687 | Mountain View | PA | Franklin | 3 | OP | Landfill Gas | IC | IPP Non-CHP | 2 | 0.3 | 0.3 | 0.3 | LFG | WO | Y | LFG | WO
55938 | Industrial Power Generating Company LLC | 56687 | Mountain View | PA | Franklin | 30 | OP | Landfill Gas | IC | IPP Non-CHP | 2 | 0.3 | 0.3 | 0.3 | LFG | WO | Y | LFG | WO
55938 | Industrial Power Generating Company LLC | 56687 | Mountain View | PA | Franklin | 31 | OP | Landfill Gas | IC | IPP Non-CHP | 2 | 0.3 | 0.3 | 0.3 | LFG | WO | Y | LFG | WO | DFO |  |  |  | N
55938 | Industrial Power Generating Company LLC | 56687 | Mountain View | PA | Franklin | 32 | OP | Landfill Gas | IC | IPP Non-CHP | 2 | 0.3 | 0.3 | 0.3 | LFG | WO | Y | LFG | WO | DFO |  |  |  | N
55938 | Industrial Power Generating Company LLC | 56687 | Mountain View | PA | Franklin | 33 | OP | Landfill Gas | IC | IPP Non-CHP | 2 | 0.3 | 0.3 | 0.3 | LFG | WO | Y | LFG | WO | DFO |  |  |  | N
55938 | Industrial Power Generating Company LLC | 56687 | Mountain View | PA | Franklin | 34 | OP | Landfill Gas | IC | IPP Non-CHP | 2 | 0.3 | 0.3 | 0.3 | LFG | WO | Y | LFG | WO | DFO |  |  |  | N
55938 | Industrial Power Generating Company LLC | 56687 | Mountain View | PA | Franklin | 35 | OP | Landfill Gas | IC | IPP Non-CHP | 2 | 0.3 | 0.3 | 0.3 | LFG | WO | Y | LFG | WO | DFO |  |  |  | N
55938 | Industrial Power Generating Company LLC | 56687 | Mountain View | PA | Franklin | 36 | OP | Landfill Gas | IC | IPP Non-CHP | 2 | 0.3 | 0.3 | 0.3 | LFG | WO | Y | LFG | WO | DFO |  |  |  | N
55938 | Industrial Power Generating Company LLC | 56687 | Mountain View | PA | Franklin | 37 | OP | Landfill Gas | IC | IPP Non-CHP | 2 | 0.3 | 0.3 | 0.3 | LFG | WO | Y | LFG | WO | DFO |  |  |  | N
55938 | Industrial Power Generating Company LLC | 56687 | Mountain View | PA | Franklin | 38 | OP | Landfill Gas | IC | IPP Non-CHP | 2 | 0.3 | 0.3 | 0.3 | LFG | WO | Y | LFG | WO | DFO |  |  |  | N
55938 | Industrial Power Generating Company LLC | 56687 | Mountain View | PA | Franklin | 39 | OP | Landfill Gas | IC | IPP Non-CHP | 2 | 0.3 | 0.3 | 0.3 | LFG | WO | Y | LFG | WO | DFO |  |  |  | N
55938 | Industrial Power Generating Company LLC | 56687 | Mountain View | PA | Franklin | 4 | OP | Landfill Gas | IC | IPP Non-CHP | 2 | 0.3 | 0.3 | 0.3 | LFG | WO | Y | LFG | WO | DFO |  |  |  | N
55938 | Industrial Power Generating Company LLC | 56687 | Mountain View | PA | Franklin | 40 | OP | Landfill Gas | IC | IPP Non-CHP | 2 | 0.3 | 0.3 | 0.3 | LFG | WO | Y | LFG | WO | DFO |  |  |  | N
55938 | Industrial Power Generating Company LLC | 56687 | Mountain View | PA | Franklin | 41 | OP | Landfill Gas | IC | IPP Non-CHP | 2 | 0.3 | 0.3 | 0.3 | LFG | WO | Y | LFG | WO | DFO |  |  |  | N
55938 | Industrial Power Generating Company LLC | 56687 | Mountain View | PA | Franklin | 42 | OP | Landfill Gas | IC | IPP Non-CHP | 2 | 0.3 | 0.3 | 0.3 | LFG | WO | Y | LFG | WO | DFO |  |  |  | N
55938 | Industrial Power Generating Company LLC | 56687 | Mountain View | PA | Franklin | 43 | OP | Landfill Gas | IC | IPP Non-CHP | 2 | 0.3 | 0.3 | 0.3 | LFG | WO | Y | LFG | WO | DFO |  |  |  | N
55938 | Industrial Power Generating Company LLC | 56687 | Mountain View | PA | Franklin | 44 | OP | Landfill Gas | IC | IPP Non-CHP | 2 | 0.3 | 0.3 | 0.3 | LFG | WO | Y | LFG | WO | DFO |  |  |  | N
55938 | Industrial Power Generating Company LLC | 56687 | Mountain View | PA | Franklin | 45 | OP | Landfill Gas | IC | IPP Non-CHP | 2 | 0.3 | 0.3 | 0.3 | LFG | WO | Y | LFG | WO | DFO |  |  |  | N
55938 | Industrial Power Generating Company LLC | 56687 | Mountain View | PA | Franklin | 46 | OP | Landfill Gas | IC | IPP Non-CHP | 2 | 0.3 | 0.3 | 0.3 | LFG | WO | Y | LFG | WO | DFO |  |  |  | N
55938 | Industrial Power Generating Company LLC | 56687 | Mountain View | PA | Franklin | 47 | OP | Landfill Gas | IC | IPP Non-CHP | 2 | 0.3 | 0.3 | 0.3 | LFG | WO | Y | LFG | WO | DFO |  |  |  | N
55938 | Industrial Power Generating Company LLC | 56687 | Mountain View | PA | Franklin | 48 | OP | Landfill Gas | IC | IPP Non-CHP | 2 | 0.3 | 0.3 | 0.3 | LFG | WO | Y | LFG | WO | DFO |  |  |  | N
55938 | Industrial Power Generating Company LLC | 56687 | Mountain View | PA | Franklin | 5 | OP | Landfill Gas | IC | IPP Non-CHP | 2 | 0.3 | 0.3 | 0.3 | LFG | WO | Y | LFG | WO | DFO |  |  |  | N
55938 | Industrial Power Generating Company LLC | 56687 | Mountain View | PA | Franklin | 6 | OP | Landfill Gas | IC | IPP Non-CHP | 2 | 0.3 | 0.3 | 0.3 | LFG | WO | Y | LFG | WO | DFO |  |  |  | N
55938 | Industrial Power Generating Company LLC | 56687 | Mountain View | PA | Franklin | 7 | OP | Landfill Gas | IC | IPP Non-CHP | 2 | 0.3 | 0.3 | 0.3 | LFG | WO | Y | LFG | WO | DFO |  |  |  | N
55938 | Industrial Power Generating Company LLC | 56687 | Mountain View | PA | Franklin | 8 | OP | Landfill Gas | IC | IPP Non-CHP | 2 | 0.3 | 0.3 | 0.3 | LFG | WO | Y | LFG | WO | DFO |  |  |  | N
55938 | Industrial Power Generating Company LLC | 56687 | Mountain View | PA | Franklin | 9 | OP | Landfill Gas | IC | IPP Non-CHP | 2 | 0.3 | 0.3 | 0.3 | LFG | WO | Y | LFG | WO | DFO |  |  |  | N
55938 | Industrial Power Generating Company LLC | 56688 | New Bern | NC | Craven | 1 | OP | Landfill Gas | IC | IPP Non-CHP | 2 | 0.3 | 0.3 | 0.3 | LFG | DFO | Y | LFG | DFO |  |  |  |  | N
55938 | Industrial Power Generating Company LLC | 56688 | New Bern | NC | Craven | 10 | OP | Landfill Gas | IC | IPP Non-CHP | 2 | 0.3 | 0.3 | 0.3 | LFG | DFO | Y | LFG | DFO |  |  |  |  | N
55938 | Industrial Power Generating Company LLC | 56688 | New Bern | NC | Craven | 11 | OP | Landfill Gas | IC | IPP Non-CHP | 2 | 0.3 | 0.3 | 0.3 | LFG | DFO | Y | LFG | DFO |  |  |  |  | N
55938 | Industrial Power Generating Company LLC | 56688 | New Bern | NC | Craven | 12 | OP | Landfill Gas | IC | IPP Non-CHP | 2 | 0.3 | 0.3 | 0.3 | LFG | DFO | Y | LFG | DFO |  |  |  |  | N
55938 | Industrial Power Generating Company LLC | 56688 | New Bern | NC | Craven | 13 | OP | Landfill Gas | IC | IPP Non-CHP | 2 | 0.3 | 0.3 | 0.3 | LFG | DFO | Y | LFG | DFO |  |  |  |  | N
55938 | Industrial Power Generating Company LLC | 56688 | New Bern | NC | Craven | 14 | OP | Landfill Gas | IC | IPP Non-CHP | 2 | 0.3 | 0.3 | 0.3 | LFG | DFO | Y | LFG | DFO |  |  |  |  | N
55938 | Industrial Power Generating Company LLC | 56688 | New Bern | NC | Craven | 15 | OP | Landfill Gas | IC | IPP Non-CHP | 2 | 0.3 | 0.3 | 0.3 | LFG | DFO | Y | LFG | DFO |  |  |  |  | N
55938 | Industrial Power Generating Company LLC | 56688 | New Bern | NC | Craven | 16 | OP | Landfill Gas | IC | IPP Non-CHP | 2 | 0.3 | 0.3 | 0.3 | LFG | DFO | Y | LFG | DFO |  |  |  |  | N
55938 | Industrial Power Generating Company LLC | 56688 | New Bern | NC | Craven | 17 | OP | Landfill Gas | IC | IPP Non-CHP | 2 | 0.3 | 0.3 | 0.3 | LFG | DFO | Y | LFG | DFO |  |  |  |  | N
55938 | Industrial Power Generating Company LLC | 56688 | New Bern | NC | Craven | 18 | OP | Landfill Gas | IC | IPP Non-CHP | 2 | 0.3 | 0.3 | 0.3 | LFG | DFO | Y | LFG | DFO |  |  |  |  | N
55938 | Industrial Power Generating Company LLC | 56688 | New Bern | NC | Craven | 2 | OP | Landfill Gas | IC | IPP Non-CHP | 2 | 0.3 | 0.3 | 0.3 | LFG | DFO | Y | LFG | DFO |  |  |  |  | N
55938 | Industrial Power Generating Company LLC | 56688 | New Bern | NC | Craven | 3 | OP | Landfill Gas | IC | IPP Non-CHP | 2 | 0.3 | 0.3 | 0.3 | LFG | DFO | Y | LFG | DFO |  |  |  |  | N
55938 | Industrial Power Generating Company LLC | 56688 | New Bern | NC | Craven | 4 | OP | Landfill Gas | IC | IPP Non-CHP | 2 | 0.3 | 0.3 | 0.3 | LFG | DFO | Y | LFG | DFO |  |  |  |  | N
55938 | Industrial Power Generating Company LLC | 56688 | New Bern | NC | Craven | 5 | OP | Landfill Gas | IC | IPP Non-CHP | 2 | 0.3 | 0.3 | 0.3 | LFG | DFO | Y | LFG | DFO |  |  |  |  | N
55938 | Industrial Power Generating Company LLC | 56688 | New Bern | NC | Craven | 6 | OP | Landfill Gas | IC | IPP Non-CHP | 2 | 0.3 | 0.3 | 0.3 | LFG | DFO | Y | LFG | DFO |  |  |  |  | N
55938 | Industrial Power Generating Company LLC | 56688 | New Bern | NC | Craven | 7 | OP | Landfill Gas | IC | IPP Non-CHP | 2 | 0.3 | 0.3 | 0.3 | LFG | DFO | Y | LFG | DFO |  |  |  |  | N
55938 | Industrial Power Generating Company LLC | 56688 | New Bern | NC | Craven | 8 | OP | Landfill Gas | IC | IPP Non-CHP | 2 | 0.3 | 0.3 | 0.3 | LFG | DFO | Y | LFG | DFO |  |  |  |  | N
55938 | Industrial Power Generating Company LLC | 56688 | New Bern | NC | Craven | 9 | OP | Landfill Gas | IC | IPP Non-CHP | 2 | 0.3 | 0.3 | 0.3 | LFG | DFO | Y | LFG | DFO |  |  |  |  | N
55938 | Industrial Power Generating Company LLC | 56690 | Pine Grove | PA | Schuylkill | 1 | OP | Landfill Gas | IC | IPP Non-CHP | 2 | 0.3 | 0.3 | 0.3 | LFG | DFO | Y | LFG | DFO |  |  |  |  | N
55938 | Industrial Power Generating Company LLC | 56690 | Pine Grove | PA | Schuylkill | 10 | OP | Landfill Gas | IC | IPP Non-CHP | 2 | 0.3 | 0.3 | 0.3 | LFG | DFO | Y | LFG | DFO |  |  |  |  | N
55938 | Industrial Power Generating Company LLC | 56690 | Pine Grove | PA | Schuylkill | 11 | OP | Landfill Gas | IC | IPP Non-CHP | 2 | 0.3 | 0.3 | 0.3 | LFG | DFO | Y | LFG | DFO |  |  |  |  | N
55938 | Industrial Power Generating Company LLC | 56690 | Pine Grove | PA | Schuylkill | 12 | OP | Landfill Gas | IC | IPP Non-CHP | 2 | 0.3 | 0.3 | 0.3 | LFG | DFO | Y | LFG | DFO |  |  |  |  | N
55938 | Industrial Power Generating Company LLC | 56690 | Pine Grove | PA | Schuylkill | 13 | OP | Landfill Gas | IC | IPP Non-CHP | 2 | 0.3 | 0.3 | 0.3 | LFG | DFO | Y | LFG | DFO |  |  |  |  | N
55938 | Industrial Power Generating Company LLC | 56690 | Pine Grove | PA | Schuylkill | 14 | OP | Landfill Gas | IC | IPP Non-CHP | 2 | 0.3 | 0.3 | 0.3 | LFG | DFO | Y | LFG | DFO |  |  |  |  | N
55938 | Industrial Power Generating Company LLC | 56690 | Pine Grove | PA | Schuylkill | 15 | OP | Landfill Gas | IC | IPP Non-CHP | 2 | 0.3 | 0.3 | 0.3 | LFG | DFO | Y | LFG | DFO |  |  |  |  | N
55938 | Industrial Power Generating Company LLC | 56690 | Pine Grove | PA | Schuylkill | 16 | OP | Landfill Gas | IC | IPP Non-CHP | 2 | 0.3 | 0.3 | 0.3 | LFG | DFO | Y | LFG | DFO |  |  |  |  | N
55938 | Industrial Power Generating Company LLC | 56690 | Pine Grove | PA | Schuylkill | 17 | OP | Landfill Gas | IC | IPP Non-CHP | 2 | 0.3 | 0.3 | 0.3 | LFG | DFO | Y | LFG | DFO |  |  |  |  | N
55938 | Industrial Power Generating Company LLC | 56690 | Pine Grove | PA | Schuylkill | 18 | OP | Landfill Gas | IC | IPP Non-CHP | 2 | 0.3 | 0.3 | 0.3 | LFG | DFO | Y | LFG | DFO |  |  |  |  | N
55938 | Industrial Power Generating Company LLC | 56690 | Pine Grove | PA | Schuylkill | 2 | OP | Landfill Gas | IC | IPP Non-CHP | 2 | 0.3 | 0.3 | 0.3 | LFG | DFO | Y | LFG | DFO |  |  |  |  | N
55938 | Industrial Power Generating Company LLC | 56690 | Pine Grove | PA | Schuylkill | 3 | OP | Landfill Gas | IC | IPP Non-CHP | 2 | 0.3 | 0.3 | 0.3 | LFG | DFO | Y | LFG | DFO |  |  |  |  | N
55938 | Industrial Power Generating Company LLC | 56690 | Pine Grove | PA | Schuylkill | 4 | OP | Landfill Gas | IC | IPP Non-CHP | 2 | 0.3 | 0.3 | 0.3 | LFG | DFO | Y | LFG | DFO |  |  |  |  | N
55938 | Industrial Power Generating Company LLC | 56690 | Pine Grove | PA | Schuylkill | 5 | OP | Landfill Gas | IC | IPP Non-CHP | 2 | 0.3 | 0.3 | 0.3 | LFG | DFO | Y | LFG | DFO |  |  |  |  | N
55938 | Industrial Power Generating Company LLC | 56690 | Pine Grove | PA | Schuylkill | 6 | OP | Landfill Gas | IC | IPP Non-CHP | 2 | 0.3 | 0.3 | 0.3 | LFG | DFO | Y | LFG | DFO |  |  |  |  | N
55938 | Industrial Power Generating Company LLC | 56690 | Pine Grove | PA | Schuylkill | 7 | OP | Landfill Gas | IC | IPP Non-CHP | 2 | 0.3 | 0.3 | 0.3 | LFG | DFO | Y | LFG | DFO |  |  |  |  | N
55938 | Industrial Power Generating Company LLC | 56690 | Pine Grove | PA | Schuylkill | 8 | OP | Landfill Gas | IC | IPP Non-CHP | 2 | 0.3 | 0.3 | 0.3 | LFG | DFO | Y | LFG | DFO |  |  |  |  | N
55938 | Industrial Power Generating Company LLC | 56690 | Pine Grove | PA | Schuylkill | 9 | OP | Landfill Gas | IC | IPP Non-CHP | 2 | 0.3 | 0.3 | 0.3 | LFG | DFO | Y | LFG | DFO |  |  |  |  | N
55938 | Industrial Power Generating Company LLC | 56693 | Virginia Beach | VA | Virginia Beach City | 1 | OP | Landfill Gas | IC | IPP Non-CHP | 2 | 0.3 | 0.3 | 0.3 | LFG | WO | Y | LFG | DFO | WO |  |  |  | N
55938 | Industrial Power Generating Company LLC | 56693 | Virginia Beach | VA | Virginia Beach City | 10 | OP | Landfill Gas | IC | IPP Non-CHP | 2 | 0.3 | 0.3 | 0.3 | LFG | WO | Y | LFG | DFO | WO |  |  |  | N
55938 | Industrial Power Generating Company LLC | 56693 | Virginia Beach | VA | Virginia Beach City | 11 | OP | Landfill Gas | IC | IPP Non-CHP | 2 | 0.3 | 0.3 | 0.3 | LFG | WO | Y | LFG | DFO | WO |  |  |  | N
55938 | Industrial Power Generating Company LLC | 56693 | Virginia Beach | VA | Virginia Beach City | 12 | OP | Landfill Gas | IC | IPP Non-CHP | 2 | 0.3 | 0.3 | 0.3 | LFG | WO | Y | LFG | DFO | WO |  |  |  | N
55938 | Industrial Power Generating Company LLC | 56693 | Virginia Beach | VA | Virginia Beach City | 13 | OP | Landfill Gas | IC | IPP Non-CHP | 2 | 0.3 | 0.3 | 0.3 | LFG | WO | Y | LFG | DFO | WO |  |  |  | N
55938 | Industrial Power Generating Company LLC | 56693 | Virginia Beach | VA | Virginia Beach City | 14 | OP | Landfill Gas | IC | IPP Non-CHP | 2 | 0.3 | 0.3 | 0.3 | LFG | WO | Y | LFG | DFO | WO |  |  |  | N
55938 | Industrial Power Generating Company LLC | 56693 | Virginia Beach | VA | Virginia Beach City | 15 | OP | Landfill Gas | IC | IPP Non-CHP | 2 | 0.3 | 0.3 | 0.3 | LFG | WO | Y | LFG | DFO | WO |  |  |  | N
55938 | Industrial Power Generating Company LLC | 56693 | Virginia Beach | VA | Virginia Beach City | 16 | OP | Landfill Gas | IC | IPP Non-CHP | 2 | 0.3 | 0.3 | 0.3 | LFG | WO | Y | LFG | DFO | WO |  |  |  | N
55938 | Industrial Power Generating Company LLC | 56693 | Virginia Beach | VA | Virginia Beach City | 17 | OP | Landfill Gas | IC | IPP Non-CHP | 2 | 0.3 | 0.3 | 0.3 | LFG | WO | Y | LFG | DFO | WO |  |  |  | N
55938 | Industrial Power Generating Company LLC | 56693 | Virginia Beach | VA | Virginia Beach City | 18 | OP | Landfill Gas | IC | IPP Non-CHP | 2 | 0.3 | 0.3 | 0.3 | LFG | WO | Y | LFG | DFO | WO |  |  |  | N
55938 | Industrial Power Generating Company LLC | 56693 | Virginia Beach | VA | Virginia Beach City | 19 | OP | Landfill Gas | IC | IPP Non-CHP | 2 | 0.3 | 0.3 | 0.3 | LFG | WO | Y | LFG | DFO | WO |  |  |  | N
55938 | Industrial Power Generating Company LLC | 56693 | Virginia Beach | VA | Virginia Beach City | 2 | OP | Landfill Gas | IC | IPP Non-CHP | 2 | 0.3 | 0.3 | 0.3 | LFG | WO | Y | LFG | DFO | WO |  |  |  | N
55938 | Industrial Power Generating Company LLC | 56693 | Virginia Beach | VA | Virginia Beach City | 20 | OP | Landfill Gas | IC | IPP Non-CHP | 2 | 0.3 | 0.3 | 0.3 | LFG | WO | Y | LFG | DFO | WO |  |  |  | N
55938 | Industrial Power Generating Company LLC | 56693 | Virginia Beach | VA | Virginia Beach City | 21 | OP | Landfill Gas | IC | IPP Non-CHP | 2 | 0.3 | 0.3 | 0.3 | LFG | WO | Y | LFG | DFO | WO |  |  |  | N
55938 | Industrial Power Generating Company LLC | 56693 | Virginia Beach | VA | Virginia Beach City | 22 | OP | Landfill Gas | IC | IPP Non-CHP | 2 | 0.3 | 0.3 | 0.3 | LFG | WO | Y | LFG | DFO | WO |  |  |  | N
55938 | Industrial Power Generating Company LLC | 56693 | Virginia Beach | VA | Virginia Beach City | 23 | OP | Landfill Gas | IC | IPP Non-CHP | 2 | 0.3 | 0.3 | 0.3 | LFG | WO | Y | LFG | DFO | WO |  |  |  | N
55938 | Industrial Power Generating Company LLC | 56693 | Virginia Beach | VA | Virginia Beach City | 24 | OP | Landfill Gas | IC | IPP Non-CHP | 2 | 0.3 | 0.3 | 0.3 | LFG | WO | Y | LFG | DFO | WO |  |  |  | N
55938 | Industrial Power Generating Company LLC | 56693 | Virginia Beach | VA | Virginia Beach City | 25 | OP | Landfill Gas | IC | IPP Non-CHP | 2 | 0.3 | 0.3 | 0.3 | LFG | WO | Y | LFG | DFO | WO |  |  |  | N
55938 | Industrial Power Generating Company LLC | 56693 | Virginia Beach | VA | Virginia Beach City | 26 | OP | Landfill Gas | IC | IPP Non-CHP | 2 | 0.3 | 0.3 | 0.3 | LFG | WO | Y | LFG | DFO | WO |  |  |  | N
55938 | Industrial Power Generating Company LLC | 56693 | Virginia Beach | VA | Virginia Beach City | 27 | OP | Landfill Gas | IC | IPP Non-CHP | 2 | 0.3 | 0.3 | 0.3 | LFG | WO | Y | LFG | DFO | WO |  |  |  | N
55938 | Industrial Power Generating Company LLC | 56693 | Virginia Beach | VA | Virginia Beach City | 28 | OP | Landfill Gas | IC | IPP Non-CHP | 2 | 0.3 | 0.3 | 0.3 | LFG | WO | Y | LFG | DFO | WO |  |  |  | N
55938 | Industrial Power Generating Company LLC | 56693 | Virginia Beach | VA | Virginia Beach City | 29 | OP | Landfill Gas | IC | IPP Non-CHP | 2 | 0.3 | 0.3 | 0.3 | LFG | WO | Y | LFG | DFO | WO |  |  |  | N
55938 | Industrial Power Generating Company LLC | 56693 | Virginia Beach | VA | Virginia Beach City | 3 | OP | Landfill Gas | IC | IPP Non-CHP | 2 | 0.3 | 0.3 | 0.3 | LFG | WO | Y | LFG | DFO | WO |  |  |  | N
55938 | Industrial Power Generating Company LLC | 56693 | Virginia Beach | VA | Virginia Beach City | 30 | OP | Landfill Gas | IC | IPP Non-CHP | 2 | 0.3 | 0.3 | 0.3 | LFG | WO | Y | LFG | DFO | WO |  |  |  | N
55938 | Industrial Power Generating Company LLC | 56693 | Virginia Beach | VA | Virginia Beach City | 31 | OP | Landfill Gas | IC | IPP Non-CHP | 2 | 0.3 | 0.3 | 0.3 | LFG | WO | Y | LFG | DFO | WO |  |  |  | N
55938 | Industrial Power Generating Company LLC | 56693 | Virginia Beach | VA | Virginia Beach City | 32 | OP | Landfill Gas | IC | IPP Non-CHP | 2 | 0.3 | 0.3 | 0.3 | LFG | WO | Y | LFG | DFO | WO |  |  |  | N
55938 | Industrial Power Generating Company LLC | 56693 | Virginia Beach | VA | Virginia Beach City | 33 | OP | Landfill Gas | IC | IPP Non-CHP | 2 | 0.3 | 0.3 | 0.3 | LFG | WO | Y | LFG | DFO | WO |  |  |  | N
55938 | Industrial Power Generating Company LLC | 56693 | Virginia Beach | VA | Virginia Beach City | 34 | OP | Landfill Gas | IC | IPP Non-CHP | 2 | 0.3 | 0.3 | 0.3 | LFG | WO | Y | LFG | DFO | WO |  |  |  | N
55938 | Industrial Power Generating Company LLC | 56693 | Virginia Beach | VA | Virginia Beach City | 35 | OP | Landfill Gas | IC | IPP Non-CHP | 2 | 0.3 | 0.3 | 0.3 | LFG | WO | Y | LFG | DFO | WO |  |  |  | N
55938 | Industrial Power Generating Company LLC | 56693 | Virginia Beach | VA | Virginia Beach City | 36 | OP | Landfill Gas | IC | IPP Non-CHP | 2 | 0.3 | 0.3 | 0.3 | LFG | WO | Y | LFG | DFO | WO |  |  |  | N
55938 | Industrial Power Generating Company LLC | 56693 | Virginia Beach | VA | Virginia Beach City | 4 | OP | Landfill Gas | IC | IPP Non-CHP | 2 | 0.3 | 0.3 | 0.3 | LFG | WO | Y | LFG | DFO | WO |  |  |  | N
55938 | Industrial Power Generating Company LLC | 56693 | Virginia Beach | VA | Virginia Beach City | 5 | OP | Landfill Gas | IC | IPP Non-CHP | 2 | 0.3 | 0.3 | 0.3 | LFG | WO | Y | LFG | DFO | WO |  |  |  | N
55938 | Industrial Power Generating Company LLC | 56693 | Virginia Beach | VA | Virginia Beach City | 6 | OP | Landfill Gas | IC | IPP Non-CHP | 2 | 0.3 | 0.3 | 0.3 | LFG | WO | Y | LFG | DFO | WO |  |  |  | N
55938 | Industrial Power Generating Company LLC | 56693 | Virginia Beach | VA | Virginia Beach City | 7 | OP | Landfill Gas | IC | IPP Non-CHP | 2 | 0.3 | 0.3 | 0.3 | LFG | WO | Y | LFG | DFO | WO |  |  |  | N
55938 | Industrial Power Generating Company LLC | 56693 | Virginia Beach | VA | Virginia Beach City | 8 | OP | Landfill Gas | IC | IPP Non-CHP | 2 | 0.3 | 0.3 | 0.3 | LFG | WO | Y | LFG | DFO | WO |  |  |  | N
55938 | Industrial Power Generating Company LLC | 56693 | Virginia Beach | VA | Virginia Beach City | 9 | OP | Landfill Gas | IC | IPP Non-CHP | 2 | 0.3 | 0.3 | 0.3 | LFG | WO | Y | LFG | DFO | WO |  |  |  | N
55988 | Virginia Polytechnic Inst and State Unv | 56785 | Virginia Tech Power Plant | VA | MONTGOMERY | WG01 | OP | Conventional Steam Coal | ST | Commercial CHP | 5 | 6.3 | 2.5 | 6.3 | BIT | NG | Y | BIT | NG | DFO |  |  |  | Y | Y | 2.5 | 5.5 | 2.5 | 5.5 | 1H | 1H | Y |  |  | Y
7570 | Great River Energy | 56786 | Spiritwood Station | ND | Stutsman | 1 | OP | Conventional Steam Coal | ST | Electric Utility | 1 | 106.2 | 83.5 | 83.5 | LIG | NG | Y | LIG | NG | PG |  |  |  | N
55993 | Kleen Energy Systems, LLC | 56798 | Kleen Energy Systems Project | CT | Middlesex | U1 | OP | Natural Gas Fired Combined Cycle | CT | IPP Non-CHP | 2 | 199 | 177 | 195 | NG | DFO | N | [6 empty] | Y | Y | 177 | 195 | 163 | 180 | 6H | 6H | Y | Y | Y | Y
55993 | Kleen Energy Systems, LLC | 56798 | Kleen Energy Systems Project | CT | Middlesex | U2 | OP | Natural Gas Fired Combined Cycle | CT | IPP Non-CHP | 2 | 199 | 177 | 195 | NG | DFO | N | [6 empty] | Y | Y | 176 | 195 | 163 | 180 | 6H | 6H | Y | Y | Y | Y
9617 | JEA | 56799 | Greenland Energy Center | FL | Duval | 1 | OP | Natural Gas Fired Combustion Turbine | GT | Electric Utility | 1 | 190.4 | 148 | 184.1 | NG | DFO | N | [6 empty] | Y | N | 150 | 185.9 | 178.6 | 191.2 | OVER | 1H | Y | Y | Y
9617 | JEA | 56799 | Greenland Energy Center | FL | Duval | 2 | OP | Natural Gas Fired Combustion Turbine | GT | Electric Utility | 1 | 190.4 | 148 | 184.1 | NG | DFO | N | [6 empty] | Y | N | 150 | 185.9 | 178.6 | 191.2 | OVER | 1H | Y | Y | Y
19876 | Virginia Electric & Power Co | 56807 | Bear Garden | VA | Buckingham | 1A | OP | Natural Gas Fired Combined Cycle | CT | Electric Utility | 1 | 145 | 165 | 181 | NG | DFO | N | [6 empty] | Y | Y | 165 | 181 | 165 | 181 | 6H | 6H | Y | Y | Y
19876 | Virginia Electric & Power Co | 56807 | Bear Garden | VA | Buckingham | 1B | OP | Natural Gas Fired Combined Cycle | CT | Electric Utility | 1 | 152 | 170 | 187 | NG | DFO | N | [6 empty] | Y | Y | 170 | 187 | 170 | 187 | 6H | 6H | Y | Y | Y
19876 | Virginia Electric & Power Co | 56808 | Virginia City Hybrid Energy Center | VA | Wise | 1 | OP | Conventional Steam Coal | ST | Electric Utility | 1 | 668 | 610 | 624 | BIT | WDS | Y | BIT | WC | WDS
56815 | NorthWestern Energy DGGS | 56908 | Dave Gates Generating Station | MT | Deer Lodge | 1 | OP | Natural Gas Fired Combustion Turbine | GT | Electric Utility | 1 | 67.7 | 44.1 | 48.1 | NG | DFO | N | [6 empty] | Y | Y | 42.6 | 48.1 | 42.6 | 48.1 | 1H | 1H | Y | Y | Y
56815 | NorthWestern Energy DGGS | 56908 | Dave Gates Generating Station | MT | Deer Lodge | 2 | OP | Natural Gas Fired Combustion Turbine | GT | Electric Utility | 1 | 67.7 | 44.1 | 48.1 | NG | DFO | N | [6 empty] | Y | Y | 42.6 | 48.1 | 42.6 | 48.1 | 1H | 1H | Y | Y | Y
56815 | NorthWestern Energy DGGS | 56908 | Dave Gates Generating Station | MT | Deer Lodge | 3 | OP | Natural Gas Fired Combustion Turbine | GT | Electric Utility | 1 | 67.7 | 44.1 | 48.1 | NG | DFO | N | [6 empty] | Y | Y | 42.6 | 48.1 | 42.6 | 48.1 | 1H | 1H | Y | Y | Y
56267 | Bayonne Energy Center LLC | 56964 | Bayonne Energy Center | NJ | Hudson | GT1 | OP | Natural Gas Fired Combustion Turbine | GT | IPP Non-CHP | 2 | 64 | 61.2 | 64 | NG | DFO | N | [6 empty] | Y | Y | 61.2 | 64 | 58 | 58 | 1H | 1H | Y |  | Y
56267 | Bayonne Energy Center LLC | 56964 | Bayonne Energy Center | NJ | Hudson | GT2 | OP | Natural Gas Fired Combustion Turbine | GT | IPP Non-CHP | 2 | 64 | 59.4 | 64 | NG | DFO | N | [6 empty] | Y | Y | 59.4 | 64 | 58 | 58 | 1H | 1H | Y |  | Y
56267 | Bayonne Energy Center LLC | 56964 | Bayonne Energy Center | NJ | Hudson | GT3 | OP | Natural Gas Fired Combustion Turbine | GT | IPP Non-CHP | 2 | 64 | 58.9 | 64 | NG | DFO | N | [6 empty] | Y | Y | 58.9 | 64 | 58 | 58 | 1H | 1H | Y |  | Y
56267 | Bayonne Energy Center LLC | 56964 | Bayonne Energy Center | NJ | Hudson | GT4 | OP | Natural Gas Fired Combustion Turbine | GT | IPP Non-CHP | 2 | 64 | 59.7 | 64 | NG | DFO | N | [6 empty] | Y | Y | 59.7 | 64 | 58 | 58 | 1H | 1H | Y |  | Y
56267 | Bayonne Energy Center LLC | 56964 | Bayonne Energy Center | NJ | Hudson | GT5 | OP | Natural Gas Fired Combustion Turbine | GT | IPP Non-CHP | 2 | 64 | 59.4 | 64 | NG | DFO | N | [6 empty] | Y | Y | 59.4 | 64 | 58 | 58 | 1H | 1H | Y |  | Y
56267 | Bayonne Energy Center LLC | 56964 | Bayonne Energy Center | NJ | Hudson | GT6 | OP | Natural Gas Fired Combustion Turbine | GT | IPP Non-CHP | 2 | 64 | 59.9 | 64 | NG | DFO | N | [6 empty] | Y | Y | 59.9 | 64 | 58 | 58 | 1H | 1H | Y |  | Y
56267 | Bayonne Energy Center LLC | 56964 | Bayonne Energy Center | NJ | Hudson | GT7 | OP | Natural Gas Fired Combustion Turbine | GT | IPP Non-CHP | 2 | 64 | 60.5 | 64 | NG | DFO | N | [6 empty] | Y | Y | 60.5 | 64 | 58 | 58 | 1H | 1H | Y |  | Y
56267 | Bayonne Energy Center LLC | 56964 | Bayonne Energy Center | NJ | Hudson | GT8 | OP | Natural Gas Fired Combustion Turbine | GT | IPP Non-CHP | 2 | 64 | 60.9 | 64 | NG | DFO | N | [6 empty] | Y | Y | 60.9 | 64 | 58 | 58 | 1H | 1H | Y |  | Y
17650 | Southern Power Co | 57029 | Cleveland Cnty Generating Facility | NC | Cleveland | 1 | OP | Natural Gas Fired Combustion Turbine | GT | IPP Non-CHP | 2 | 184 | 185 | 185 | NG | DFO | N | [6 empty] | Y | Y | 178 | 180 | 178 | 180 | 6H | 6H | Y |  | Y
17650 | Southern Power Co | 57029 | Cleveland Cnty Generating Facility | NC | Cleveland | 2 | OP | Natural Gas Fired Combustion Turbine | GT | IPP Non-CHP | 2 | 184 | 187 | 187 | NG | DFO | N | [6 empty] | Y | Y | 178 | 180 | 178 | 180 | 6H | 6H | Y |  | Y
17650 | Southern Power Co | 57029 | Cleveland Cnty Generating Facility | NC | Cleveland | 3 | OP | Natural Gas Fired Combustion Turbine | GT | IPP Non-CHP | 2 | 184 | 183 | 183 | NG | DFO | N | [6 empty] | Y | Y | 178 | 180 | 178 | 180 | 6H | 6H | Y |  | Y
17650 | Southern Power Co | 57029 | Cleveland Cnty Generating Facility | NC | Cleveland | 4 | OP | Natural Gas Fired Combustion Turbine | GT | IPP Non-CHP | 2 | 184 | 183 | 183 | NG | DFO | N | [6 empty] | Y | Y | 178 | 180 | 178 | 180 | 6H | 6H | Y |  | Y
772 | Archer Daniels Midland Co | 57046 | Archer Daniels Midland Columbus | NE | PLATTE | GEN1 | OP | Conventional Steam Coal | ST | Industrial CHP | 7 | 71.4 | 61 | 61 | SUB | BIT | Y | SUB | BIT | TDF | AB | WDS | OBS | N
56354 | GenConn Middletown LLC | 57068 | GenConn Middletown LLC | CT | Middlesex | 15 | OP | Petroleum Liquids | GT | IPP Non-CHP | 2 | 60.5 | 48.5 | 49.2 | KER | NG | N | [6 empty] | Y | Y | 48.5 | 49.3 | 46.9 | 49.2 | 1H | 1H | Y | Y
56352 | GenConn Devon LLC | 57070 | GenConn Devon LLC | CT | New Haven | 15 | OP | Petroleum Liquids | GT | IPP Non-CHP | 2 | 60.5 | 46.9 | 49.2 | KER | NG | N | [6 empty] | Y | Y | 48.5 | 49.3 | 46.9 | 49.2 | 1H | 1H | Y |  | Y
56352 | GenConn Devon LLC | 57070 | GenConn Devon LLC | CT | New Haven | 16 | OP | Petroleum Liquids | GT | IPP Non-CHP | 2 | 60.5 | 46.9 | 49.2 | KER | NG | N | [6 empty] | Y | Y | 48.5 | 49.3 | 46.9 | 49.2 | 1H | 1H | Y |  | Y
56352 | GenConn Devon LLC | 57070 | GenConn Devon LLC | CT | New Haven | 17 | OP | Petroleum Liquids | GT | IPP Non-CHP | 2 | 60.5 | 46.9 | 49.2 | KER | NG | N | [6 empty] | Y | Y | 48.5 | 49.3 | 46.9 | 49.2 | 1H | 1H | Y |  | Y
56352 | GenConn Devon LLC | 57070 | GenConn Devon LLC | CT | New Haven | 18 | OP | Petroleum Liquids | GT | IPP Non-CHP | 2 | 60.5 | 46.9 | 49.2 | KER | NG | N | [6 empty] | Y | Y | 48.5 | 49.3 | 46.9 | 49.2 | 1H | 1H | Y |  | Y
56406 | Newark America | 57103 | Newark America Mill | MA | WORCESTER | 1 | SB | Natural Gas Steam Turbine | ST | Industrial CHP | 7 | 6.3 | 3 | 3 | NG | DFO | N | [6 empty] | Y | N | 3 | 3.3 | 3 | 3.3 | 6H | 6H | Y |  | Y
56413 | Koda Energy LLC | 57119 | Koda Biomass Plant | MN | SCOTT | 2222 | OP | Other Waste Biomass | ST | IPP CHP | 3 | 23.4 | 20.3 | 20.3 | AB | WDS | Y | NG | AB | WDS |  |  |  | N
56476 | Ameresco | 57138 | Savannah River Site Biomass Cogen | SC | Aiken | 1 | OP | Wood/Wood Waste Biomass | ST | IPP CHP | 3 | 20.8 | 16 | 9 | WDS | TDF | Y | WDS | TDF | DFO |  |  |  | N
11217 | Los Angeles County Sanitation | 57163 | Calabasas Gas to Energy Facility | CA | Los Angeles | GEN1 | OP | Landfill Gas | GT | Commercial Non-CHP | 4 | 4.6 | 3.3 | 3.6 | LFG | NG | Y | LFG | NG |  |  |  |  | N
11217 | Los Angeles County Sanitation | 57163 | Calabasas Gas to Energy Facility | CA | Los Angeles | GEN2 | OP | Landfill Gas | GT | Commercial Non-CHP | 4 | 4.6 | 3.3 | 3.6 | LFG | NG | Y | LFG | NG |  |  |  |  | N
11217 | Los Angeles County Sanitation | 57163 | Calabasas Gas to Energy Facility | CA | Los Angeles | GEN3 | OP | Landfill Gas | GT | Commercial Non-CHP | 4 | 4.6 | 3.3 | 3.6 | LFG | NG | Y | LFG | NG |  |  |  |  | N
55938 | Industrial Power Generating Company LLC | 57298 | Cedar Hills | WA | King | 1 | OP | Landfill Gas | IC | IPP Non-CHP | 2 | 0.3 | 0.3 | 0.3 | LFG | DFO | Y | LFG | DFO |  |  |  |  | N
55938 | Industrial Power Generating Company LLC | 57298 | Cedar Hills | WA | King | 10 | OP | Landfill Gas | IC | IPP Non-CHP | 2 | 0.3 | 0.3 | 0.3 | LFG | DFO | Y | LFG | DFO |  |  |  |  | N
55938 | Industrial Power Generating Company LLC | 57298 | Cedar Hills | WA | King | 11 | OP | Landfill Gas | IC | IPP Non-CHP | 2 | 0.3 | 0.3 | 0.3 | LFG | DFO | Y | LFG | DFO |  |  |  |  | N
55938 | Industrial Power Generating Company LLC | 57298 | Cedar Hills | WA | King | 12 | OP | Landfill Gas | IC | IPP Non-CHP | 2 | 0.3 | 0.3 | 0.3 | LFG | DFO | Y | LFG | DFO |  |  |  |  | N
55938 | Industrial Power Generating Company LLC | 57298 | Cedar Hills | WA | King | 13 | OP | Landfill Gas | IC | IPP Non-CHP | 2 | 0.3 | 0.3 | 0.3 | LFG | DFO | Y | LFG | DFO |  |  |  |  | N
55938 | Industrial Power Generating Company LLC | 57298 | Cedar Hills | WA | King | 14 | OP | Landfill Gas | IC | IPP Non-CHP | 2 | 0.3 | 0.3 | 0.3 | LFG | DFO | Y | LFG | DFO |  |  |  |  | N
55938 | Industrial Power Generating Company LLC | 57298 | Cedar Hills | WA | King | 15 | OP | Landfill Gas | IC | IPP Non-CHP | 2 | 0.3 | 0.3 | 0.3 | LFG | DFO | Y | LFG | DFO |  |  |  |  | N
55938 | Industrial Power Generating Company LLC | 57298 | Cedar Hills | WA | King | 16 | OP | Landfill Gas | IC | IPP Non-CHP | 2 | 0.3 | 0.3 | 0.3 | LFG | DFO | Y | LFG | DFO |  |  |  |  | N
55938 | Industrial Power Generating Company LLC | 57298 | Cedar Hills | WA | King | 17 | OP | Landfill Gas | IC | IPP Non-CHP | 2 | 0.3 | 0.3 | 0.3 | LFG | DFO | Y | LFG | DFO |  |  |  |  | N
55938 | Industrial Power Generating Company LLC | 57298 | Cedar Hills | WA | King | 18 | OP | Landfill Gas | IC | IPP Non-CHP | 2 | 0.3 | 0.3 | 0.3 | LFG | DFO | Y | LFG | DFO |  |  |  |  | N
55938 | Industrial Power Generating Company LLC | 57298 | Cedar Hills | WA | King | 2 | OP | Landfill Gas | IC | IPP Non-CHP | 2 | 0.3 | 0.3 | 0.3 | LFG | DFO | Y | LFG | DFO |  |  |  |  | N
55938 | Industrial Power Generating Company LLC | 57298 | Cedar Hills | WA | King | 3 | OP | Landfill Gas | IC | IPP Non-CHP | 2 | 0.3 | 0.3 | 0.3 | LFG | DFO | Y | LFG | DFO |  |  |  |  | N
55938 | Industrial Power Generating Company LLC | 57298 | Cedar Hills | WA | King | 4 | OP | Landfill Gas | IC | IPP Non-CHP | 2 | 0.3 | 0.3 | 0.3 | LFG | DFO | Y | LFG | DFO |  |  |  |  | N
55938 | Industrial Power Generating Company LLC | 57298 | Cedar Hills | WA | King | 5 | OP | Landfill Gas | IC | IPP Non-CHP | 2 | 0.3 | 0.3 | 0.3 | LFG | DFO | Y | LFG | DFO |  |  |  |  | N
55938 | Industrial Power Generating Company LLC | 57298 | Cedar Hills | WA | King | 6 | OP | Landfill Gas | IC | IPP Non-CHP | 2 | 0.3 | 0.3 | 0.3 | LFG | DFO | Y | LFG | DFO |  |  |  |  | N
55938 | Industrial Power Generating Company LLC | 57298 | Cedar Hills | WA | King | 7 | OP | Landfill Gas | IC | IPP Non-CHP | 2 | 0.3 | 0.3 | 0.3 | LFG | DFO | Y | LFG | DFO |  |  |  |  | N
55938 | Industrial Power Generating Company LLC | 57298 | Cedar Hills | WA | King | 8 | OP | Landfill Gas | IC | IPP Non-CHP | 2 | 0.3 | 0.3 | 0.3 | LFG | DFO | Y | LFG | DFO |  |  |  |  | N
55938 | Industrial Power Generating Company LLC | 57298 | Cedar Hills | WA | King | 9 | OP | Landfill Gas | IC | IPP Non-CHP | 2 | 0.3 | 0.3 | 0.3 | LFG | DFO | Y | LFG | DFO |  |  |  |  | N
56691 | Garrison Energy Center LLC | 57349 | Garrison Energy Center LLC | DE | KENT | CTG1 | OP | Natural Gas Fired Combined Cycle | CT | IPP Non-CHP | 2 | 235 | 193 | 200 | NG | DFO | N | [6 empty] | Y | Y | 193 | 200 | 143 | 150 | 6H | 6H | Y |  | Y
56691 | Garrison Energy Center LLC | 57349 | Garrison Energy Center LLC | DE | KENT | STG2 | OP | Natural Gas Fired Combined Cycle | CA | IPP Non-CHP | 2 | 126 | 123 | 124 | NG | DFO | N | [6 empty] | Y | Y | 123 | 124 | 73 | 74 | 6H | 6H | Y |  | Y
55938 | Industrial Power Generating Company LLC | 57356 | Henrico | VA | Henrico | 1 | OP | Landfill Gas | IC | IPP Non-CHP | 2 | 0.3 | 0.3 | 0.3 | LFG | DFO | Y | LFG | DFO |  |  |  |  | N
55938 | Industrial Power Generating Company LLC | 57356 | Henrico | VA | Henrico | 10 | OP | Landfill Gas | IC | IPP Non-CHP | 2 | 0.3 | 0.3 | 0.3 | LFG | DFO | Y | LFG | DFO |  |  |  |  | N
55938 | Industrial Power Generating Company LLC | 57356 | Henrico | VA | Henrico | 11 | OP | Landfill Gas | IC | IPP Non-CHP | 2 | 0.3 | 0.3 | 0.3 | LFG | DFO | Y | LFG | DFO |  |  |  |  | N
55938 | Industrial Power Generating Company LLC | 57356 | Henrico | VA | Henrico | 12 | OP | Landfill Gas | IC | IPP Non-CHP | 2 | 0.3 | 0.3 | 0.3 | LFG | DFO | Y | LFG | DFO |  |  |  |  | N
55938 | Industrial Power Generating Company LLC | 57356 | Henrico | VA | Henrico | 2 | OP | Landfill Gas | IC | IPP Non-CHP | 2 | 0.3 | 0.3 | 0.3 | LFG | DFO | Y | LFG | DFO |  |  |  |  | N
55938 | Industrial Power Generating Company LLC | 57356 | Henrico | VA | Henrico | 3 | OP | Landfill Gas | IC | IPP Non-CHP | 2 | 0.3 | 0.3 | 0.3 | LFG | DFO | Y | LFG | DFO |  |  |  |  | N
55938 | Industrial Power Generating Company LLC | 57356 | Henrico | VA | Henrico | 4 | OP | Landfill Gas | IC | IPP Non-CHP | 2 | 0.3 | 0.3 | 0.3 | LFG | DFO | Y | LFG | DFO |  |  |  |  | N
55938 | Industrial Power Generating Company LLC | 57356 | Henrico | VA | Henrico | 5 | OP | Landfill Gas | IC | IPP Non-CHP | 2 | 0.3 | 0.3 | 0.3 | LFG | DFO | Y | LFG | DFO |  |  |  |  | N
55938 | Industrial Power Generating Company LLC | 57356 | Henrico | VA | Henrico | 6 | OP | Landfill Gas | IC | IPP Non-CHP | 2 | 0.3 | 0.3 | 0.3 | LFG | DFO | Y | LFG | DFO |  |  |  |  | N
55938 | Industrial Power Generating Company LLC | 57356 | Henrico | VA | Henrico | 7 | OP | Landfill Gas | IC | IPP Non-CHP | 2 | 0.3 | 0.3 | 0.3 | LFG | DFO | Y | LFG | DFO |  |  |  |  | N
55938 | Industrial Power Generating Company LLC | 57356 | Henrico | VA | Henrico | 8 | OP | Landfill Gas | IC | IPP Non-CHP | 2 | 0.3 | 0.3 | 0.3 | LFG | DFO | Y | LFG | DFO |  |  |  |  | N
55938 | Industrial Power Generating Company LLC | 57356 | Henrico | VA | Henrico | 9 | OP | Landfill Gas | IC | IPP Non-CHP | 2 | 0.3 | 0.3 | 0.3 | LFG | DFO | Y | LFG | DFO |  |  |  |  | N
13630 | North Carolina Mun Power Agny #1 | 57505 | Monroe Generating Station | NC | Union | 1 | OP | Natural Gas Fired Combustion Turbine | GT | Electric Utility | 1 | 15 | 12 | 15 | NG | DFO | N | [6 empty] | Y | Y | 12 | 15 | 12 | 15 | 1H | 1H | Y | Y | Y
13630 | North Carolina Mun Power Agny #1 | 57505 | Monroe Generating Station | NC | Union | 2 | OP | Natural Gas Fired Combustion Turbine | GT | Electric Utility | 1 | 15 | 12 | 15 | NG | DFO | N | [6 empty] | Y | Y | 12 | 15 | 12 | 15 | 1H | 1H | Y | Y | Y
56898 | Sunnyvale City of WPCP | 57557 | Sunnyvale City of WPCP | CA | Santa Clara | S-14 | OP | Landfill Gas | IC | Electric Utility | 1 | 0.8 | 0.8 | 0.8 | LFG | OBG | Y | LFG | OBG | NG |  |  |  | N
56898 | Sunnyvale City of WPCP | 57557 | Sunnyvale City of WPCP | CA | Santa Clara | S-15 | OP | Landfill Gas | IC | Electric Utility | 1 | 0.8 | 0.8 | 0.8 | LFG | OBG | Y | LFG | OBG | NG |  |  |  | N
56960 | Gastonia City of | 57629 | Gaston Memorial Hospital | NC | Gaston | GMH1 | OP | Petroleum Liquids | IC | Commercial Non-CHP | 4 | 1.8 | 1.8 | 1.8 | DFO | NG | N | [6 empty] | Y | N | 1.8 | 1.8 | 1.8 | 1.8 | UNK | UNK | N
56965 | Auburn Energy, LLC | 57636 | Auburn LFG Energy Facility | NY | Cayuga | 1 | OP | Landfill Gas | IC | IPP Non-CHP | 2 | 1.1 | 1.1 | 1.1 | LFG | NG | Y | NG | LFG |  |  |  |  | N
56965 | Auburn Energy, LLC | 57636 | Auburn LFG Energy Facility | NY | Cayuga | 3 | OP | Landfill Gas | IC | IPP Non-CHP | 2 | 1.1 | 1.1 | 1.1 | LFG | NG | Y | NG | LFG |  |  |  |  | N
56968 | Oregon State University | 57653 | Oregon State University Energy Center | OR | Benton | CTG | OP | Natural Gas Fired Combined Cycle | CT | Commercial CHP | 5 | 5.5 | 5.2 | 5.5 | NG | DFO | N | NG | DFO |  |  |  |  | Y | Y | 5.2 | 5.5 | 5.2 | 5.5 | 1H | 1H | N
56991 | Astoria Energy II LLC | 57664 | Astoria Energy II | NY | Queens | CT3 | OP | Natural Gas Fired Combined Cycle | CT | IPP Non-CHP | 2 | 200 | 156 | 188 | NG | DFO | N | [6 empty] | Y | Y | 156 | 188 | 156 | 188 | 1H | 1H | Y | Y | Y
56991 | Astoria Energy II LLC | 57664 | Astoria Energy II | NY | Queens | CT4 | OP | Natural Gas Fired Combined Cycle | CT | IPP Non-CHP | 2 | 200 | 156 | 188 | NG | DFO | N | [6 empty] | Y | Y | 156 | 188 | 156 | 188 | 1H | 1H | Y | Y | Y
56991 | Astoria Energy II LLC | 57664 | Astoria Energy II | NY | Queens | ST2 | OP | Natural Gas Fired Combined Cycle | CA | IPP Non-CHP | 2 | 250 | 228 | 236 | NG |  | N | [6 empty] | Y | Y | 228 | 236 | 228 | 236 | 1H | 1H | Y | Y | Y
57032 | UTAS Aerostructures | 57713 | Rohr Inc, a UTC Aerospace Systems Company | CA | San Diego | 151 | OP | Natural Gas Internal Combustion Engine | IC | Industrial CHP | 7 | 3.2 | 3.2 | 3.2 | NG | DFO | Y | NG | DFO |  |  |  |  | N
57032 | UTAS Aerostructures | 57713 | Rohr Inc, a UTC Aerospace Systems Company | CA | San Diego | 152 | OP | Natural Gas Internal Combustion Engine | IC | Industrial CHP | 7 | 3.2 | 3.2 | 3.2 | NG | DFO | Y | NG | DFO |  |  |  |  | N
57032 | UTAS Aerostructures | 57713 | Rohr Inc, a UTC Aerospace Systems Company | CA | San Diego | 153 | OP | Natural Gas Internal Combustion Engine | IC | Industrial CHP | 7 | 3.2 | 3.2 | 3.2 | NG | DFO | Y | NG | DFO |  |  |  |  | N
59936 | Georgia-Pacific Consumer Products (Camas) LLC | 57759 | Consumer Products (Camas) LLC | WA | Clark | STG1 | OP | Wood/Wood Waste Biomass | ST | Industrial CHP | 7 | 61.5 | 10 | 14 | BLQ | NG | Y | BLQ | NG | WDS | OBS |  |  | N | N
57103 | US GSA Heating and Transmission | 57788 | US GSA Heating and Transmission | DC | District of Columbia | TG1 | OP | Natural Gas Fired Combustion Turbine | GT | Commercial CHP | 5 | 5.4 | 4.5 | 5 | NG | DFO | N | [6 empty] | Y | Y | 5 | 5 | 5 | 5 | 1H | 6H | Y |  | Y
57103 | US GSA Heating and Transmission | 57788 | US GSA Heating and Transmission | DC | District of Columbia | TG2 | OP | Natural Gas Fired Combustion Turbine | GT | Commercial CHP | 5 | 5.4 | 4.5 | 5 | NG | DFO | N | [6 empty] | Y | Y | 5 | 5 | 5 | 5 | 1H | 6H | Y |  | Y
57123 | Middlebury College Biomass | 57804 | Middlebury College | VT | Addison | 2 | OP | Wood/Wood Waste Biomass | ST | Commercial CHP | 5 | 0.6 | 0.4 | 0.6 | WDS | RFO | Y | WDS | RFO | NG |  |  |  | Y | Y | 0.4 | 0.6 | 0.4 | 0.6 | 1H | 1H | N
57123 | Middlebury College Biomass | 57804 | Middlebury College | VT | Addison | 3 | OP | Wood/Wood Waste Biomass | ST | Commercial CHP | 5 | 0.8 | 0.3 | 0.8 | WDS | RFO | Y | WDS | RFO | NG |  |  |  | Y | Y | 0.3 | 0.8 | 0.3 | 0.8 | 1H | 1H | N
57183 | Shasta Renewable Resources LLC | 57857 | Shasta Renewable Resources Plant | CA | Shasta | 1 | OS | Wood/Wood Waste Biomass | ST | IPP CHP | 3 | 5.5 | 5.5 | 5.5 | WDS | NG | Y | AB | [5 empty] | N
5065 | Equistar Chemicals LP | 57884 | Lake Charles Polymers | LA | Calcasieu | G-901 | OP | Natural Gas Internal Combustion Engine | IC | Industrial Non-CHP | 6 | 8.4 | 8 | 8.5 | NG | OG | Y | PG | [5 empty] | N
5065 | Equistar Chemicals LP | 57884 | Lake Charles Polymers | LA | Calcasieu | G-902 | OP | Natural Gas Internal Combustion Engine | IC | Industrial Non-CHP | 6 | 8.4 | 8 | 8.5 | NG | OG | Y | PG | [5 empty] | N
11770 | City of Martinsville - (VA) | 57893 | Martinsville LFG Generator | VA | Henry | LFG1 | OP | Landfill Gas | IC | Electric Utility | 1 | 1.1 | 1 | 1 | LFG | NG | Y | LFG | NG |  |  |  |  | N
57281 | University of Cincinnati | 57908 | Central Utility Plant Cincinnati | OH | Hamilton | CTG1 | OP | Natural Gas Fired Combined Cycle | CT | Commercial CHP | 5 | 11.9 | 12.5 | 12.5 | NG | DFO | N | [6 empty] | Y | Y | 12.5 | 12.5 | 12.5 | 12.5 | 6H | 6H | Y | Y | Y
57281 | University of Cincinnati | 57908 | Central Utility Plant Cincinnati | OH | Hamilton | CTG2 | OP | Natural Gas Fired Combined Cycle | CT | Commercial CHP | 5 | 11.9 | 12.5 | 12.5 | NG | DFO | N | [6 empty] | Y | Y | 12.5 | 12.5 | 12.5 | 12.5 | 6H | 6H | Y | Y | Y
57281 | University of Cincinnati | 57908 | Central Utility Plant Cincinnati | OH | Hamilton | STG | OP | Natural Gas Fired Combined Cycle | CA | Commercial CHP | 5 | 21.5 | 21.5 | 21.5 | NG | DFO | N | [6 empty] | Y | Y | 21.5 | 21.5 | 8 | 8 | 6H | 6H | Y | Y | Y
57296 | Sidney Sugars Incorporated | 57914 | Sidney MT Plant | MT | Richland | 1 | OP | Conventional Steam Coal | ST | Industrial CHP | 7 | 2 | 2 | 2 | LIG | NG | Y | LIG |  |  | NG |  |  | N | N
57296 | Sidney Sugars Incorporated | 57914 | Sidney MT Plant | MT | Richland | 2 | OP | Conventional Steam Coal | ST | Industrial CHP | 7 | 2 | 2 | 2 | LIG | NG | Y | LIG |  |  | NG |  |  | N | N
57302 | Sonoco Products Co | 57919 | Sonoco Products Co | SC | Darlington | 2 | SB | Natural Gas Steam Turbine | ST | Industrial CHP | 7 | 2.5 | 2.5 | 2.5 | NG | BIT | Y | NG | BIT | WDS |  |  |  | N
57302 | Sonoco Products Co | 57919 | Sonoco Products Co | SC | Darlington | 3 | OP | Wood/Wood Waste Biomass | ST | Industrial CHP | 7 | 10 | 10 | 10 | WDS | BIT | Y | NG | BIT | WDS |  |  |  | N
57302 | Sonoco Products Co | 57919 | Sonoco Products Co | SC | Darlington | 4 | OP | Conventional Steam Coal | ST | Industrial CHP | 7 | 28 | 28 | 28 | BIT | WDS | Y | NG | BIT | WDS |  |  |  | N
57281 | University of Cincinnati | 57929 | East Campus Utility Plant | OH | Hamilton | P008 | OP | Petroleum Liquids | IC | Commercial Non-CHP | 4 | 1.5 | 1.5 | 1.5 | DFO | OBL | Y | DFO | OBL |  |  |  |  | N
57281 | University of Cincinnati | 57929 | East Campus Utility Plant | OH | Hamilton | STG | OP | Natural Gas Steam Turbine | ST | Commercial Non-CHP | 4 | 1.3 | 1.2 | 1.2 | NG | DFO | Y | BIT | WDS | OBS |  |  |  | Y | Y | 1 | 1 | 1 | 1 | 6H | 6H | Y | Y | Y
57324 | Michigan Sugar Company | 57949 | MSC Sebewaing | MI | Huron | 1 | OP | Conventional Steam Coal | ST | Industrial Non-CHP | 6 | 1.5 |  | 1.4 | BIT | NG | N | [6 empty] | Y | N | 0 | 1.4 | 0 | 1.4 | 24H | 24H | Y | Y
57324 | Michigan Sugar Company | 57949 | MSC Sebewaing | MI | Huron | 2 | OP | Conventional Steam Coal | ST | Industrial Non-CHP | 6 | 1 |  | 0.9 | BIT | NG | N | [6 empty] | Y | N | 0 | 0.9 | 0 | 0.9 | 24H | 24H | Y | Y
57324 | Michigan Sugar Company | 57950 | MSC Croswell | MI | Sanilac | 1 | OP | Conventional Steam Coal | ST | Industrial Non-CHP | 6 | 1.3 |  | 1.2 | BIT | NG | N | [6 empty] | Y | N | 0 | 1.2 | 0 | 1.2 | 24H | 24H | Y | Y
57332 | Roquette America | 57953 | Roquette America | IA | Lee | ST | OP | Petroleum Coke | ST | Industrial CHP | 7 | 34.4 | 32 | 32 | PC | BIT | Y | PC | BIT |  |  |  |  | N
57341 | Veolia Energy | 57966 | Southeast Steam Plant | MN | Hennepin | SSP | OP | Natural Gas Steam Turbine | ST | Commercial Non-CHP | 4 | 13 | 0.1 | 9 | NG | SUB | N | [6 empty] | Y | Y | 0 | 10 | 0 | 10 | 6H | 6H | Y |  |  | Y
57400 | Evergreen Community Power, LLC | 58023 | Evergreen Community Power | PA | Berks | ECP | OP | Wood/Wood Waste Biomass | ST | Industrial CHP | 7 | 33 | 25 | 25 | WDS | NG | Y | OBS | NG |  |  |  |  | N | N
57427 | RockTenn-Battle Creek Mill | 58052 | Battle Creek Mill | MI | Calhoun | 1TG | OP | Natural Gas Steam Turbine | ST | Industrial CHP | 7 | 2 | 0.8 | 1.2 | NG | DFO | N | [6 empty] | Y | Y | 0.5 | 0.7 | 0.5 | 0.7 | 6H | 6H | Y | Y
57427 | RockTenn-Battle Creek Mill | 58052 | Battle Creek Mill | MI | Calhoun | 2TG | OP | Natural Gas Steam Turbine | ST | Industrial CHP | 7 | 2 | 0.8 | 1.2 | NG | DFO | N | [6 empty] | Y | Y | 1 | 1.3 | 1 | 1.3 | 6H | 6H | Y | Y
57440 | SABIC IP Mt. Vernon, LLC | 58063 | SABIC Innovative Plastics Mt. Vernon | IN | Posey | 1 | OP | Conventional Steam Coal | ST | Industrial CHP | 7 | 5.5 | 3 | 3 | BIT | NG | Y | BIT | NG |  |  |  |  | N
57442 | PCA, Filer City Mill | 58066 | PCA, Filer City Mill | MI | Manistee | TG2 | OP | Natural Gas Steam Turbine | ST | Industrial Non-CHP | 6 | 8 | 2 | 2 | NG | PUR | Y | NG | OBG |  |  |  |  | N | N
57442 | PCA, Filer City Mill | 58066 | PCA, Filer City Mill | MI | Manistee | TG3 | OP | Natural Gas Steam Turbine | ST | Industrial Non-CHP | 6 | 11.5 | 4 | 7 | NG | PUR | Y | NG | OBG |  |  |  |  | N | N
19663 | Utah State University | 58139 | Central Energy Plant USU | UT | Cache | TURBI | OP | Natural Gas Fired Combustion Turbine | GT | Commercial Non-CHP | 4 | 5 | 4.4 | 4.6 | NG | DFO | N | [6 empty] | Y | Y | 4.4 | 4.6 | 4.4 | 4.6 | 1H | 1H | Y | Y
58097 | Kent State University | 58140 | Summit Street Power Plant | OH | Portage | GT-1 | OP | Natural Gas Fired Combustion Turbine | GT | Commercial CHP | 5 | 5.7 | 4.9 | 5.6 | NG | DFO | N | [6 empty] | Y | Y | 4.9 | 5.5 | 4.9 | 5.5 | 1H | 1H | Y | Y | Y | Y
58113 | Texas A&M, Utilities & Energy Services | 58151 | Central Utility Plant - Texas A&M | TX | Brazos | STG02 | OP | Natural Gas Fired Combined Cycle | CA | Commercial CHP | 5 | 11 | 11 | 11 | NG | DFO | N | [6 empty] | Y | Y | 11 | 11 | 11 | 11 | 6H | 6H | Y | Y | Y
58113 | Texas A&M, Utilities & Energy Services | 58151 | Central Utility Plant - Texas A&M | TX | Brazos | STG04 | OP | Natural Gas Fired Combined Cycle | CA | Commercial CHP | 5 | 5 | 5 | 5 | NG | DFO | N | [6 empty] | Y | Y | 5 | 5 | 5 | 5 | 6H | 6H | Y | Y | Y
58122 | Eastern Maine Medical Center | 58153 | Eastern Maine Medical Center | ME | Penobscot | COGE | OP | Natural Gas Fired Combustion Turbine | GT | Commercial CHP | 5 | 3.8 | 3.8 | 5 | NG | DFO | N | [6 empty] | Y | Y | 3.8 | 5 | 3.7 | 5 | 1H | 1H | Y | Y | Y
58107 | University of Rochester | 58157 | University of Rochester | NY | Monroe | HP | OP | Natural Gas Steam Turbine | ST | Commercial CHP | 5 | 18.2 | 17 | 17 | NG | DFO | N | [6 empty] | Y | N | 16 | 17 | 17 | 17 | 1H | 6H | Y | Y | Y
58107 | University of Rochester | 58157 | University of Rochester | NY | Monroe | LP | OP | Natural Gas Steam Turbine | ST | Commercial CHP | 5 | 7.2 | 7.2 | 7.2 | NG | DFO | N | [6 empty] | Y | N | 7 | 7 | 7 | 7 | 1H | 6H | Y | Y | Y
58130 | University of Connecticut | 58159 | UCONN Cogen Facility | CT | Tolland | CGT1 | OP | Natural Gas Fired Combined Cycle | CT | Commercial CHP | 5 | 6.9 | 6.4 | 6.4 | NG | DFO | N | [6 empty] | Y | Y | 6.39 | 6.39 | 6.39 | 6.39 | 1H | 1H | Y | Y | Y
58130 | University of Connecticut | 58159 | UCONN Cogen Facility | CT | Tolland | CGT2 | OP | Natural Gas Fired Combined Cycle | CT | Commercial CHP | 5 | 6.9 | 6.4 | 6.4 | NG | DFO | N | [6 empty] | Y | Y | 6.39 | 6.39 | 6.39 | 6.39 | 1H | 1H | Y | Y | Y
58130 | University of Connecticut | 58159 | UCONN Cogen Facility | CT | Tolland | CGT3 | OP | Natural Gas Fired Combined Cycle | CT | Commercial CHP | 5 | 6.9 | 6.4 | 6.4 | NG | DFO | N | [6 empty] | Y | Y | 6.39 | 6.39 | 6.39 | 6.39 | 1H | 1H | Y | Y | Y
58109 | President & Trustees of Williams College | 58160 | Williams College - Campus CHP | MA | Berkshire | GEN2 | OP | Natural Gas Steam Turbine | ST | Commercial CHP | 5 | 3 | 3 | 3 | NG | DFO | Y | NG | RFO | DFO |  |  |  | Y | Y | 3 | 3 | 0 | 3 | 1H | 1H | Y | Y | Y
58137 | The College of New Jersey | 58165 | College of New Jersey | NJ | Mercer | COGEN | OP | Natural Gas Internal Combustion Engine | IC | Commercial CHP | 5 | 6.2 | 4.2 | 5.6 | NG |  | N | [6 empty] | Y | Y | 4.2 | 5.6 | 4.1 | 5.6 | 1H | 1H | Y |  | Y
58099 | Emcor Energy Services | 58180 | UNH 7.9 MW Plant | NH | Strafford | 1 | OP | Landfill Gas | GT | Commercial CHP | 5 | 7.9 | 7 | 7 | LFG | NG | N | [6 empty] | Y | Y | 7.9 | 7.9 | 7.9 | 7.9 | 1H | 1H | Y | Y | Y
58156 | Rand Whitney Containerboard L.P. | 58184 | Rand Whitney CHP Plant | CT | New London | TG-1 | OP | Natural Gas Fired Combustion Turbine | GT | Industrial CHP | 7 | 14.6 | 14.6 | 14.6 | NG | DFO | N | [6 empty] | Y | Y | 14.6 | 14.6 | 14.4 | 14.4 | 1H | 1H | Y |  | Y
58152 | Amherst College | 58185 | Amherst College Co Gen | MA | Hampshire | CTG | OP | Natural Gas Fired Combustion Turbine | GT | Commercial CHP | 5 | 1.2 | 1.2 | 1.2 | NG | DFO | N | [6 empty] | Y | Y | 1.2 | 1.2 | 1.2 | 1.2 | 1H | 1H | Y |  | Y
58152 | Amherst College | 58185 | Amherst College Co Gen | MA | Hampshire | STG | OP | Natural Gas Steam Turbine | ST | Commercial CHP | 5 | 0.5 | 0.5 | 0.5 | NG | RFO | N | [6 empty] | Y | N | 0.5 | 0.5 | 0.5 | 0.5 | 1H | 1H | Y |  | Y
58153 | US Magnesium | 58191 | US Magnesium | UT | Tooele | GT1 | OP | Natural Gas Fired Combustion Turbine | GT | Industrial CHP | 7 | 16 | 10 | 13 | NG | DFO | Y | NG | DFO |  |  |  |  | Y | Y | 11 | 13 | 11 | 12 | 6H | 1H | N
58153 | US Magnesium | 58191 | US Magnesium | UT | Tooele | GT2 | OP | Natural Gas Fired Combustion Turbine | GT | Industrial CHP | 7 | 16 | 10 | 13 | NG | DFO | Y | NG | DFO |  |  |  |  | Y | Y | 11 | 13 | 11 | 12 | 6H | 1H | N
58153 | US Magnesium | 58191 | US Magnesium | UT | Tooele | GT3 | OP | Natural Gas Fired Combustion Turbine | GT | Industrial CHP | 7 | 16 | 10 | 13 | NG | DFO | Y | NG | DFO |  |  |  |  | Y | Y | 11 | 13 | 11 | 12 | 6H | 1H | N
58159 | Penn State University | 58195 | East Campus Steam Plant | PA | Centre | CT1 | OP | Natural Gas Fired Combustion Turbine | GT | Commercial CHP | 5 | 7 | 5.5 | 8.4 | NG | DFO | N | [6 empty] | Y | Y | 5.51 | 8.37 | 4.5 | 7.8 | 1H | 1H | Y |  | Y
58171 | University of California-San Francisco | 58198 | Parnassus Central Utility Plant | CA | San Francisco | GTG1 | OP | Natural Gas Fired Combined Cycle | CT | Commercial CHP | 5 | 5 | 5 | 5 | NG | DFO | N | [6 empty] | Y | Y | 5 | 5 | 5 | 5 | 1H | 1H | Y | Y | Y
58171 | University of California-San Francisco | 58198 | Parnassus Central Utility Plant | CA | San Francisco | GTG2 | OP | Natural Gas Fired Combined Cycle | CT | Commercial CHP | 5 | 5 | 5 | 5 | NG | DFO | N | [6 empty] | Y | Y | 5 | 5 | 5 | 5 | 1H | 1H | Y | Y | Y
58176 | Veolia Energy Kansas City | 58205 | Grand Ave Plant | MO | Jackson | 1 | OP | Conventional Steam Coal | ST | IPP CHP | 3 | 5 | 4.8 | 4.8 | BIT | NG | Y | BIT | NG |  |  |  |  | N
58178 | GSA Metropolitan Service Center | 58207 | Central Utility Plant at White Oak | MD | Montgomery | G1 | OP | Natural Gas Internal Combustion Engine | IC | Commercial CHP | 5 | 5.7 | 5.6 | 5.6 | NG | DFO | N | [6 empty] | Y | Y | 5 | 5 | 5.6 | 5.6 | 1H | 1H | Y | Y | Y
58178 | GSA Metropolitan Service Center | 58207 | Central Utility Plant at White Oak | MD | Montgomery | G7 | OP | Natural Gas Fired Combined Cycle | CT | Commercial CHP | 5 | 7.5 | 7.5 | 7.5 | NG | DFO | N | [6 empty] | Y | Y | 7.5 | 7.5 | 7.5 | 7.5 | 1H | 1H | Y | Y | Y
58178 | GSA Metropolitan Service Center | 58207 | Central Utility Plant at White Oak | MD | Montgomery | G8 | OP | Natural Gas Fired Combined Cycle | CT | Commercial CHP | 5 | 7.5 | 7.5 | 7.5 | NG | DFO | N | [6 empty] | Y | Y | 7.5 | 7.5 | 7.5 | 7.5 | 1H | 1H | Y | Y | Y
58179 | Cinnamon Bay LLC | 58208 | Cinnamon Bay Edgeboro Landfill | NJ | Middlesex | 1 | OP | Landfill Gas | IC | IPP Non-CHP | 2 | 9.6 | 9.1 | 9.1 | LFG | NG | Y | LFG | NG |  |  |  |  | N
3046 | Duke Energy Progress - (NC) | 58215 | Lee Combined Cycle Plant | NC | Wayne | 1A | OP | Natural Gas Fired Combined Cycle | CT | Electric Utility | 1 | 180 | 177 | 223 | NG | DFO | N | [6 empty] | Y | Y | 179 | 223 | 179 | 223 | 6H | 6H | Y | Y | Y
3046 | Duke Energy Progress - (NC) | 58215 | Lee Combined Cycle Plant | NC | Wayne | 1B | OP | Natural Gas Fired Combined Cycle | CT | Electric Utility | 1 | 180 | 176 | 222 | NG | DFO | N | [6 empty] | Y | Y | 179 | 223 | 179 | 223 | 6H | 6H | Y | Y | Y
3046 | Duke Energy Progress - (NC) | 58215 | Lee Combined Cycle Plant | NC | Wayne | 1C | OP | Natural Gas Fired Combined Cycle | CT | Electric Utility | 1 | 180 | 179 | 223 | NG | DFO | N | [6 empty] | Y | Y | 179 | 223 | 179 | 223 | 6H | 6H | Y | Y | Y
3046 | Duke Energy Progress - (NC) | 58215 | Lee Combined Cycle Plant | NC | Wayne | ST1 | OP | Natural Gas Fired Combined Cycle | CA | Electric Utility | 1 | 380 | 378 | 379 | NG | DFO | N | [6 empty] | Y | Y | 379 | 379 | 379 | 379 | 6H | 6H | Y | Y | Y
58240 | COT/Division of Water Reclamation | 58263 | Bay View Cogeneration Facility | OH | Lucas | GTG | OS | Landfill Gas | GT | Electric Utility | 1 | 5.5 | 4.4 | 5 | LFG | OBG | Y | LFG | OBG | NG |  |  |  | N | N
58240 | COT/Division of Water Reclamation | 58263 | Bay View Cogeneration Facility | OH | Lucas | STG | OS | Landfill Gas | ST | Electric Utility | 1 | 6.5 | 4 | 5 | LFG | OBG | Y | LFG | OBG | NG |  |  |  | N | N
58247 | National Centers for Animal Health | 58265 | NCAH Central Utility Plant | IA | Story | S-7A | OP | Natural Gas Fired Combustion Turbine | GT | Commercial CHP | 5 | 1 | 1 | 1 | NG | DFO | Y | NG | DFO |  |  |  |  | Y | Y | 1 | 1 | 1 | 1 | 6H | 6H | Y | Y | Y
56205 | Philadelphia Water Department | 58326 | PWD Northeast WPCP Biogas Cogen Plant | PA | Philadelphia | NBG1 | OP | Other Waste Biomass | IC | Commercial Non-CHP | 4 | 1.4 | 1.4 | 1.4 | OBG | NG | Y | OBG | NG |  |  |  |  | N
56205 | Philadelphia Water Department | 58326 | PWD Northeast WPCP Biogas Cogen Plant | PA | Philadelphia | NBG2 | OP | Other Waste Biomass | IC | Commercial Non-CHP | 4 | 1.4 | 1.4 | 1.4 | OBG | NG | Y | OBG | NG |  |  |  |  | N
56205 | Philadelphia Water Department | 58326 | PWD Northeast WPCP Biogas Cogen Plant | PA | Philadelphia | NBG3 | OP | Other Waste Biomass | IC | Commercial Non-CHP | 4 | 1.4 | 1.4 | 1.4 | OBG | NG | Y | OBG | NG |  |  |  |  | N
56205 | Philadelphia Water Department | 58326 | PWD Northeast WPCP Biogas Cogen Plant | PA | Philadelphia | NBG4 | OP | Other Waste Biomass | IC | Commercial Non-CHP | 4 | 1.4 | 1.4 | 1.4 | OBG | NG | Y | OBG | NG |  |  |  |  | N
58368 | Doyon Utilities, LLC | 58380 | JBER Landfill Gas Power Plant | AK | Anchorage | 1 | OP | Landfill Gas | IC | Commercial Non-CHP | 4 | 2.3 | 1.4 | 1.4 | LFG | NG | Y | NG | LFG |  |  |  |  | N
58368 | Doyon Utilities, LLC | 58380 | JBER Landfill Gas Power Plant | AK | Anchorage | 2 | OP | Landfill Gas | IC | Commercial Non-CHP | 4 | 2.3 | 1.4 | 1.4 | LFG | NG | Y | NG | LFG |  |  |  |  | N
58368 | Doyon Utilities, LLC | 58380 | JBER Landfill Gas Power Plant | AK | Anchorage | 3 | OP | Landfill Gas | IC | Commercial Non-CHP | 4 | 2.3 | 1.4 | 1.4 | LFG | NG | Y | NG | LFG |  |  |  |  | N
58368 | Doyon Utilities, LLC | 58380 | JBER Landfill Gas Power Plant | AK | Anchorage | 4 | OP | Landfill Gas | IC | Commercial Non-CHP | 4 | 2.3 | 1.4 | 1.4 | LFG | NG | Y | NG | LFG |  |  |  |  | N
58368 | Doyon Utilities, LLC | 58380 | JBER Landfill Gas Power Plant | AK | Anchorage | 5 | OP | Landfill Gas | IC | Commercial Non-CHP | 4 | 2.3 | 1.4 | 1.4 | LFG | NG | Y | LFG | NG |  |  |  |  | N
58460 | Buena Vista Biomass LLC | 58472 | Buena Vista Biomass Power | CA | Amador | 1 | OP | Wood/Wood Waste Biomass | ST | IPP Non-CHP | 2 | 22.5 | 17.8 | 17.8 | WDS | NG | Y | WDS | NG |  |  |  |  | N
58487 | Montefiore Medical Center Moses Division | 58507 | Montefieor Medical Center Moses Division | NY | Bronx | ES006 | OP | Natural Gas Fired Combustion Turbine | GT | Commercial CHP | 5 | 3.5 | 3.5 | 3.5 | NG | DFO | [7 empty] | Y | Y | 3.5 | 3.5 | 3.5 | 3.5 | 6H | 6H | N
58487 | Montefiore Medical Center Moses Division | 58507 | Montefieor Medical Center Moses Division | NY | Bronx | S0001 | OP | Natural Gas Internal Combustion Engine | IC | Commercial CHP | 5 | 1.6 | 1.2 | 1.2 | NG | DFO | [7 empty] | Y | Y | 1.2 | 1.2 | 1.2 | 1.2 | 6H | 6H | N
58487 | Montefiore Medical Center Moses Division | 58507 | Montefieor Medical Center Moses Division | NY | Bronx | S0002 | OP | Natural Gas Internal Combustion Engine | IC | Commercial CHP | 5 | 1.6 | 1.2 | 1.2 | NG | [8 empty] | Y | Y | 1.2 | 1.2 | 1.2 | 1.2 | 6H | 6H | N
58487 | Montefiore Medical Center Moses Division | 58507 | Montefieor Medical Center Moses Division | NY | Bronx | S0003 | OP | Natural Gas Internal Combustion Engine | IC | Commercial CHP | 5 | 1.6 | 1.2 | 1.2 | NG | DFO | [7 empty] | Y | Y | 1.2 | 1.2 | 1.2 | 1.2 | 6H | 6H | N
58542 | Trustees of Princeton University | 58584 | Princeton University Cogeneration | NJ | Mercer | GT1 | OP | Natural Gas Fired Combustion Turbine | GT | Commercial CHP | 5 | 15.5 | 15.5 | 15.5 | NG |  | N | [6 empty] | Y | Y | 15.5 | 15.5 | 15.5 | 15.5 | 1H | 1H | Y | Y | Y
58548 | State of CA DGS BPM | 58593 | DGS Central Utility Plant | CA | Sacramento | STG | SB | Natural Gas Steam Turbine | ST | Commercial CHP | 5 | 2.9 | 2.9 | 2.9 | NG | DFO | Y | DFO | DFO |  |  |  |  | Y | Y | 2.9 | 2.9 | 2.9 | 2.9 | 6H | 6H | Y |  | Y
58595 | INEOS New Planet BioEnergy | 58648 | Indian River BioEnergy Center | FL | Indian River | ST803 | OP | Natural Gas Steam Turbine | ST | Industrial Non-CHP | 6 | 6.4 | 6.4 | 6.4 | NG | LFG | Y | OBG | LFG | NG |  |  |  | N
58789 | DOD USMC Marine Air Ground Combat | 58914 | MCAGCC Cogen Plant | CA | San Bernardino | CG1 | OP | Natural Gas Fired Combustion Turbine | GT | IPP CHP | 3 | 7.2 | 7 | 7 | NG | DFO | N | [6 empty] | Y | N | 7 | 7.1 | 6.2 | 6.3 | 1H | 1H | Y |  | Y
2265 | Bristol-Myers Squibb Co | 58947 | Bristol Myers Squibb Lawrenceville | NJ | Mercer | TG101 | OP | Natural Gas Fired Combustion Turbine | GT | IPP Non-CHP | 2 | 4.4 | 4 | 4.4 | NG | DFO | N | [6 empty] | Y | Y | 4 | 4.4 | 3.8 | 4 | 1H | 1H | Y | Y | Y
58824 | City of Santa Rosa | 58960 | Subregional Water Reclamation Facility | CA | Sonoma | S200 | OP | Other Waste Biomass | IC | Commercial CHP | 5 | 1.1 | 1.1 | 1.1 | OBG | NG | Y | OBG | NG |  |  |  |  | N | N
58824 | City of Santa Rosa | 58960 | Subregional Water Reclamation Facility | CA | Sonoma | S201 | OP | Other Waste Biomass | IC | Commercial CHP | 5 | 1.1 | 1.1 | 1.1 | OBG | NG | Y | OBG | NG |  |  |  |  | N | N
58824 | City of Santa Rosa | 58960 | Subregional Water Reclamation Facility | CA | Sonoma | S202 | OP | Other Waste Biomass | IC | Commercial CHP | 5 | 1.1 | 1.1 | 1.1 | OBG | NG | Y | OBG | NG |  |  |  |  | N | N
58824 | City of Santa Rosa | 58960 | Subregional Water Reclamation Facility | CA | Sonoma | S203 | OP | Other Waste Biomass | IC | Commercial CHP | 5 | 1.1 | 1.1 | 1.1 | OBG | NG | Y | OBG | NG |  |  |  |  | N | N
11824 | Matanuska Electric Assn Inc | 58989 | Eklutna Generation Station | AK | Anchorage | EGS01 | OP | Natural Gas Internal Combustion Engine | IC | Electric Utility | 1 | 17.1 | 16.5 | 16.5 | NG | DFO | N | [6 empty] | Y | Y | 16.5 | 16.5 | 16.5 | 16.5 | 1H | 1H | Y |  | Y
11824 | Matanuska Electric Assn Inc | 58989 | Eklutna Generation Station | AK | Anchorage | EGS02 | OP | Natural Gas Internal Combustion Engine | IC | Electric Utility | 1 | 17.1 | 16.5 | 16.5 | NG | DFO | N | [6 empty] | Y | Y | 16.5 | 16.5 | 16.5 | 16.5 | 1H | 1H | Y |  | Y
11824 | Matanuska Electric Assn Inc | 58989 | Eklutna Generation Station | AK | Anchorage | EGS03 | OP | Natural Gas Internal Combustion Engine | IC | Electric Utility | 1 | 17.1 | 16.5 | 16.5 | NG | DFO | N | [6 empty] | Y | Y | 16.5 | 16.5 | 16.5 | 16.5 | 1H | 1H | Y |  | Y
11824 | Matanuska Electric Assn Inc | 58989 | Eklutna Generation Station | AK | Anchorage | EGS04 | OP | Natural Gas Internal Combustion Engine | IC | Electric Utility | 1 | 17.1 | 16.5 | 16.5 | NG | DFO | N | [6 empty] | Y | Y | 16.5 | 16.5 | 16.5 | 16.5 | 1H | 1H | Y |  | Y
11824 | Matanuska Electric Assn Inc | 58989 | Eklutna Generation Station | AK | Anchorage | EGS05 | OP | Natural Gas Internal Combustion Engine | IC | Electric Utility | 1 | 17.1 | 16.5 | 16.5 | NG | DFO | N | [6 empty] | Y | Y | 16.5 | 16.5 | 16.5 | 16.5 | 1H | 1H | Y |  | Y
11824 | Matanuska Electric Assn Inc | 58989 | Eklutna Generation Station | AK | Anchorage | EGS06 | OP | Natural Gas Internal Combustion Engine | IC | Electric Utility | 1 | 17.1 | 16.5 | 16.5 | NG | DFO | N | [6 empty] | Y | Y | 16.5 | 16.5 | 16.5 | 16.5 | 1H | 1H | Y |  | Y
11824 | Matanuska Electric Assn Inc | 58989 | Eklutna Generation Station | AK | Anchorage | EGS07 | OP | Natural Gas Internal Combustion Engine | IC | Electric Utility | 1 | 17.1 | 16.5 | 16.5 | NG | DFO | N | [6 empty] | Y | Y | 16.5 | 16.5 | 16.5 | 16.5 | 1H | 1H | Y |  | Y
11824 | Matanuska Electric Assn Inc | 58989 | Eklutna Generation Station | AK | Anchorage | EGS08 | OP | Natural Gas Internal Combustion Engine | IC | Electric Utility | 1 | 17.1 | 16.5 | 16.5 | NG | DFO | N | [6 empty] | Y | Y | 16.5 | 16.5 | 16.5 | 16.5 | 1H | 1H | Y |  | Y
11824 | Matanuska Electric Assn Inc | 58989 | Eklutna Generation Station | AK | Anchorage | EGS09 | OP | Natural Gas Internal Combustion Engine | IC | Electric Utility | 1 | 17.1 | 16.5 | 16.5 | NG | DFO | N | [6 empty] | Y | Y | 16.5 | 16.5 | 16.5 | 16.5 | 1H | 1H | Y |  | Y
11824 | Matanuska Electric Assn Inc | 58989 | Eklutna Generation Station | AK | Anchorage | EGS10 | OP | Natural Gas Internal Combustion Engine | IC | Electric Utility | 1 | 17.1 | 16.5 | 16.5 | NG | DFO | N | [6 empty] | Y | Y | 16.5 | 16.5 | 16.5 | 16.5 | 1H | 1H | Y |  | Y
59173 | City of Tulare Water Pollution Control | 59395 | City of Tulare Water Facility | CA | Tulare | C2550 | OP | Other Waste Biomass | IC | Commercial CHP | 5 | 0.5 | 0.4 | 0.4 | OBG | NG | Y | OBG | NG |  |  |  |  | N
59251 | Brigham Young Univ Idaho | 59496 | BYUI Central Energy Facility | ID | Madison | ST601 | OP | Natural Gas Fired Combustion Turbine | GT | Commercial CHP | 5 | 5.6 | 4.6 | 5 | NG | DFO | N | [6 empty] | Y | Y | 4.6 | 5.3 | 4.7 | 5.3 | 1H | 1H | Y | Y | Y
20392 | City of West Plains - (MO) | 59664 | City of West Plains Power Station | MO | Howell | UNIT1 | SB | Natural Gas Fired Combustion Turbine | GT | Electric Utility | 1 | 25.6 | 23.2 | 1 | NG | DFO | [7 empty] | Y | [5 empty] | 1H | 1H
20392 | City of West Plains - (MO) | 59664 | City of West Plains Power Station | MO | Howell | UNIT2 | SB | Natural Gas Fired Combustion Turbine | GT | Electric Utility | 1 | 21.8 | 23.5 | 1 | NG | DFO | [7 empty] | Y | [5 empty] | 1H | 1H
59452 | Ingenco Renewable Development, LLC | 59688 | Wake County LFG Facility | NC | Wake | E1 | OP | Landfill Gas | IC | IPP Non-CHP | 2 | 0.3 | 0.3 | 0.3 | LFG | DFO | Y | LFG | DFO |  |  |  |  | N
59452 | Ingenco Renewable Development, LLC | 59688 | Wake County LFG Facility | NC | Wake | E10 | OP | Landfill Gas | IC | IPP Non-CHP | 2 | 0.3 | 0.3 | 0.3 | LFG | DFO | Y | LFG | DFO |  |  |  |  | N
59452 | Ingenco Renewable Development, LLC | 59688 | Wake County LFG Facility | NC | Wake | E11 | OP | Landfill Gas | IC | IPP Non-CHP | 2 | 0.3 | 0.3 | 0.3 | LFG | DFO | Y | LFG | DFO |  |  |  |  | N
59452 | Ingenco Renewable Development, LLC | 59688 | Wake County LFG Facility | NC | Wake | E12 | OP | Landfill Gas | IC | IPP Non-CHP | 2 | 0.3 | 0.3 | 0.3 | LFG | DFO | Y | LFG | DFO |  |  |  |  | N
59452 | Ingenco Renewable Development, LLC | 59688 | Wake County LFG Facility | NC | Wake | E13 | OP | Landfill Gas | IC | IPP Non-CHP | 2 | 0.3 | 0.3 | 0.3 | LFG | DFO | Y | LFG | DFO |  |  |  |  | N
59452 | Ingenco Renewable Development, LLC | 59688 | Wake County LFG Facility | NC | Wake | E14 | OP | Landfill Gas | IC | IPP Non-CHP | 2 | 0.3 | 0.3 | 0.3 | LFG | DFO | Y | LFG | DFO |  |  |  |  | N
59452 | Ingenco Renewable Development, LLC | 59688 | Wake County LFG Facility | NC | Wake | E15 | OP | Landfill Gas | IC | IPP Non-CHP | 2 | 0.3 | 0.3 | 0.3 | LFG | DFO | Y | LFG | DFO |  |  |  |  | N
59452 | Ingenco Renewable Development, LLC | 59688 | Wake County LFG Facility | NC | Wake | E16 | OP | Landfill Gas | IC | IPP Non-CHP | 2 | 0.3 | 0.3 | 0.3 | LFG | DFO | Y | LFG | DFO |  |  |  |  | N
59452 | Ingenco Renewable Development, LLC | 59688 | Wake County LFG Facility | NC | Wake | E17 | OP | Landfill Gas | IC | IPP Non-CHP | 2 | 0.3 | 0.3 | 0.3 | LFG | DFO | Y | LFG | DFO |  |  |  |  | N
59452 | Ingenco Renewable Development, LLC | 59688 | Wake County LFG Facility | NC | Wake | E18 | OP | Landfill Gas | IC | IPP Non-CHP | 2 | 0.3 | 0.3 | 0.3 | LFG | DFO | Y | LFG | DFO |  |  |  |  | N
59452 | Ingenco Renewable Development, LLC | 59688 | Wake County LFG Facility | NC | Wake | E2 | OP | Landfill Gas | IC | IPP Non-CHP | 2 | 0.3 | 0.3 | 0.3 | LFG | DFO | Y | LFG | DFO |  |  |  |  | N
59452 | Ingenco Renewable Development, LLC | 59688 | Wake County LFG Facility | NC | Wake | E3 | OP | Landfill Gas | IC | IPP Non-CHP | 2 | 0.3 | 0.3 | 0.3 | LFG | DFO | Y | LFG | DFO |  |  |  |  | N
59452 | Ingenco Renewable Development, LLC | 59688 | Wake County LFG Facility | NC | Wake | E4 | OP | Landfill Gas | IC | IPP Non-CHP | 2 | 0.3 | 0.3 | 0.3 | LFG | DFO | Y | LFG | DFO |  |  |  |  | N
59452 | Ingenco Renewable Development, LLC | 59688 | Wake County LFG Facility | NC | Wake | E5 | OP | Landfill Gas | IC | IPP Non-CHP | 2 | 0.3 | 0.3 | 0.3 | LFG | DFO | Y | LFG | DFO |  |  |  |  | N
59452 | Ingenco Renewable Development, LLC | 59688 | Wake County LFG Facility | NC | Wake | E6 | OP | Landfill Gas | IC | IPP Non-CHP | 2 | 0.3 | 0.3 | 0.3 | LFG | DFO | Y | LFG | DFO |  |  |  |  | N
59452 | Ingenco Renewable Development, LLC | 59688 | Wake County LFG Facility | NC | Wake | E7 | OP | Landfill Gas | IC | IPP Non-CHP | 2 | 0.3 | 0.3 | 0.3 | LFG | DFO | Y | LFG | DFO |  |  |  |  | N
59452 | Ingenco Renewable Development, LLC | 59688 | Wake County LFG Facility | NC | Wake | E8 | OP | Landfill Gas | IC | IPP Non-CHP | 2 | 0.3 | 0.3 | 0.3 | LFG | DFO | Y | LFG | DFO |  |  |  |  | N
59452 | Ingenco Renewable Development, LLC | 59688 | Wake County LFG Facility | NC | Wake | E9 | OP | Landfill Gas | IC | IPP Non-CHP | 2 | 0.3 | 0.3 | 0.3 | LFG | DFO | Y | LFG | DFO |  |  |  |  | N
58303 | Energy Systems Group LLC | 59809 | Mountain Home Energy Center | TN | Washington | GEN1 | OA | Natural Gas Internal Combustion Engine | IC | IPP Non-CHP | 2 | 3.2 | 3.2 | 3.2 | NG | DFO | Y | NG | LFG | DFO |  |  |  | Y | Y | 3.2 | 3.2 | 3.2 | 3.2 | 1H | 1H | Y |  | Y
59833 | PCA-Valdosta Mill | 60084 | PCA-Valdosta Mill | GA | Lowndes | TG1 | OP | Wood/Wood Waste Biomass | ST | Industrial CHP | 7 | 10.1 | 10.1 | 10.1 | WDS | NG | Y | WDS | NG | RFO | OBL |  |  | Y | N | 10.1 | 10.1 | 10.1 | 10.1 | 1H | 1H | Y |  |  | Y
59833 | PCA-Valdosta Mill | 60084 | PCA-Valdosta Mill | GA | Lowndes | TG2 | OP | Wood/Wood Waste Biomass | ST | Industrial CHP | 7 | 7.5 | 7.5 | 7.5 | WDS | NG | Y | WDS | NG | RFO | OBL |  |  | Y | N | 7.5 | 7.5 | 7.5 | 7.5 | 1H | 1H | Y |  |  | Y
59833 | PCA-Valdosta Mill | 60084 | PCA-Valdosta Mill | GA | Lowndes | TG3 | OP | Wood/Wood Waste Biomass | ST | Industrial CHP | 7 | 52.3 | 52.3 | 52.3 | BLQ | NG | Y | BLQ | NG |  |  |  |  | N
59849 | Dinuba Energy | 60100 | Dinuba Energy | CA | Tulare | G-1 | OP | Wood/Wood Waste Biomass | ST | IPP Non-CHP | 2 | 11.5 | 11.5 | 11.5 | WDS | AB | Y | WDS | AB | NG |  |  |  | N
60038 | Silicon Valley Clean Water | 60249 | Silicon Valley Clean Water | CA | San Mateo | CGN | OP | Other Waste Biomass | IC | IPP CHP | 3 | 1.2 | 1.2 | 1.2 | OBG | NG | Y | NG | [5 empty] | N

## Proposed
2015 Form EIA-860 Data - Schedule 3, 'Fuel Switching Data' (Proposed Units Only)
Utility ID | Utility Name | Plant Code | Plant Name | State | County | Generator ID | Status | Technology | Prime Mover | Sector Name | Sector | Nameplate Capacity (MW) | Summer Capacity (MW) | Winter Capacity (MW) | Energy Source 1 | Energy Source 2 | Cofire Fuels? | Cofire Energy Source 1 | Cofire Energy Source 2 | Cofire Energy Source 3 | Cofire Energy Source 4 | Cofire Energy Source 5 | Cofire Energy Source 6 | Switch Between Oil and Natural Gas?
11208 | Los Angeles Department of Water & Power | 404 | Scattergood | CA | Los Angeles | 6 | TS | Natural Gas Fired Combustion Turbine | GT | Electric Utility | 1 | 89 | 89 | 89 | NG | OBG | Y | NG | OBG
11208 | Los Angeles Department of Water & Power | 404 | Scattergood | CA | Los Angeles | 7 | TS | Natural Gas Fired Combustion Turbine | GT | Electric Utility | 1 | 89 | 89 | 89 | NG | OBG | Y | NG | OBG
6452 | Florida Power & Light Co | 617 | Port Everglades | FL | Broward | 5A | V | Natural Gas Fired Combined Cycle | CT | Electric Utility | 1 | 296 | 1260 | 1370 | NG | DFO | N | [6 empty] | Y
6452 | Florida Power & Light Co | 617 | Port Everglades | FL | Broward | 5B | V | Natural Gas Fired Combined Cycle | CT | Electric Utility | 1 | 296 |  |  | NG | DFO | N | [6 empty] | Y
6452 | Florida Power & Light Co | 617 | Port Everglades | FL | Broward | 5C | V | Natural Gas Fired Combined Cycle | CT | Electric Utility | 1 | 296 |  |  | NG | DFO | N | [6 empty] | Y
18445 | City of Tallahassee - (FL) | 688 | Arvah B Hopkins | FL | Leon | GT5 | P | Natural Gas Fired Combustion Turbine | GT | Electric Utility | 1 | 60 | 42 | 48 | NG | DFO | N | [6 empty] | Y
20069 | City of Wamego - (KS) | 1328 | Wamego | KS | POTTAWATOMIE | 10 | TS | Natural Gas Internal Combustion Engine | IC | Electric Utility | 1 | 3.2 | 2.9 | 3.2 | NG | DFO | Y | NG | DFO |  |  |  |  | Y
21461 | NRG Canal LLC | 1599 | Canal | MA | Barnstable | 3 | P | Natural Gas Fired Combustion Turbine | GT | IPP Non-CHP | 2 | 330 | 330 | 330 | NG | DFO | [7 empty] | Y
6175 | City of Falls City - (NE) | 2237 | Falls City | NE | Richardson | 9 | L | Natural Gas Internal Combustion Engine | IC | Electric Utility | 1 | 9.3 | 9.3 | 9.3 | NG | DFO | N | [6 empty] | Y
55768 | RC Cape May Holdings LLC | 2378 | B L England | NJ | Cape May | 4 | T | Natural Gas Fired Combined Cycle | CT | IPP Non-CHP | 2 | 321 | 282 | 321 | NG | DFO | N | [6 empty] | Y
56606 | Calpine New Jersey Generation LLC | 2384 | Deepwater | NJ | Salem | CT1 | L | Natural Gas Fired Combustion Turbine | GT | IPP Non-CHP | 2 | 242 | 235 | 241.5 | NG | DFO | N | [6 empty] | Y
56606 | Calpine New Jersey Generation LLC | 2384 | Deepwater | NJ | Salem | ST1 | L | Natural Gas Steam Turbine | ST | IPP Non-CHP | 2 | 214 | 198.5 | 198.5 | NG | DFO | N | [6 empty] | Y
15147 | PSEG Fossil LLC | 2411 | PSEG Sewaren Generating Station | NJ | Middlesex | 701 | U | Natural Gas Fired Combined Cycle | CT | IPP Non-CHP | 2 | 430 | 321 | 321 | NG | DFO | N | [6 empty] | Y
54863 | U S Power Generating Company LLC | 2494 | Gowanus Gas Turbines Generating | NY | Kings | SS | T | Natural Gas Fired Combustion Turbine | GT | IPP Non-CHP | 2 | 93 | 90 | 95 | NG | DFO | N | [6 empty] | Y
3046 | Duke Energy Progress - (NC) | 2706 | Asheville | NC | Buncombe | CT5 | P | Natural Gas Fired Combined Cycle | CT | Electric Utility | 1 | 191.2 | 191.2 | 191.2 | NG | DFO | N | [6 empty] | Y
3046 | Duke Energy Progress - (NC) | 2706 | Asheville | NC | Buncombe | CT7 | P | Natural Gas Fired Combined Cycle | CT | Electric Utility | 1 | 191.2 | 191.2 | 191.2 | NG | DFO | N | [6 empty] | Y
3046 | Duke Energy Progress - (NC) | 2706 | Asheville | NC | Buncombe | ST6 | P | Natural Gas Fired Combined Cycle | CA | Electric Utility | 1 | 102 | 102 | 102 | NG | DFO | N | [6 empty] | Y
3046 | Duke Energy Progress - (NC) | 2706 | Asheville | NC | Buncombe | ST8 | P | Natural Gas Fired Combined Cycle | CA | Electric Utility | 1 | 102 | 102 | 102 | NG | DFO | N | [6 empty] | Y
40307 | Prairie Power, Inc | 7818 | Alsey | IL | Scott | 6 | U | Natural Gas Fired Combustion Turbine | GT | Electric Utility | 1 | 48 | 42 | 45 | NG | DFO | N | [6 empty] | Y
9436 | Mosaic Phosphates Co. | 10198 | Mosaic Phosphates Uncle Sam | LA | St James | GEN3 | V | All Other | ST | Industrial CHP | 7 | 15 | 15 | 15 | WH | NG | Y | OTH | NG |  |  |  |  | N
12258 | Medical Area Total Egy Plt Inc | 10883 | Medical Area Total Energy Plant | MA | Suffolk | CT3 | T | Natural Gas Fired Combustion Turbine | GT | Commercial CHP | 5 | 13.8 | 12.8 | 14.9 | NG | DFO | [7 empty] | Y
19511 | University of Alaska | 50711 | University of Alaska Fairbanks | AK | Fairbanks North Star | GEN5 | U | Conventional Steam Coal | ST | Commercial CHP | 5 | 17 | 17 | 17 | SUB | OBS | Y | NG |  |  | DFO |  |  | N
5310 | Doswell Ltd Partnership | 52019 | Doswell Energy Center | VA | Hanover | GEN8 | L | Natural Gas Fired Combustion Turbine | GT | IPP Non-CHP | 2 | 187 | 150 | 180 | NG | DFO | N | [6 empty] | Y
5310 | Doswell Ltd Partnership | 52019 | Doswell Energy Center | VA | Hanover | GEN9 | L | Natural Gas Fired Combustion Turbine | GT | IPP Non-CHP | 2 | 187 | 150 | 180 | NG | DFO | N | [6 empty] | Y
55932 | Georgia-Pacific Brewton LLC | 54789 | Georgia-Pacific Brewton Mill | AL | Escambia | 4TG | U | Wood/Wood Waste Biomass | ST | Industrial CHP | 7 | 75 | 62 | 64 | BLQ | NG | Y | NG | BLQ |  |  |  |  | N
56608 | Calpine Mid-Merit LLC | 55524 | York Energy Center | PA | York | CTG5 | U | Natural Gas Fired Combined Cycle | CT | IPP Non-CHP | 2 | 234.9 | 216.3 | 231 | NG | DFO | N | [6 empty] | Y
56608 | Calpine Mid-Merit LLC | 55524 | York Energy Center | PA | York | CTG6 | U | Natural Gas Fired Combined Cycle | CT | IPP Non-CHP | 2 | 234.9 | 216.3 | 231 | NG | DFO | N | [6 empty] | Y
19002 | CPV Towantic, LLC | 56047 | CPV Towantic Energy Center | CT | New Haven | CTG1 | T | Natural Gas Fired Combined Cycle | CT | IPP Non-CHP | 2 | 285 | 235 | 275 | NG | DFO | N | [6 empty] | Y
19002 | CPV Towantic, LLC | 56047 | CPV Towantic Energy Center | CT | New Haven | CTG2 | T | Natural Gas Fired Combined Cycle | CT | IPP Non-CHP | 2 | 285 | 235 | 275 | NG | DFO | N | [6 empty] | Y
55927 | Power4Georgians LLC | 56675 | Plant Washington | GA | Washington | MAIN | T | Conventional Steam Coal | ST | Electric Utility | 1 | 850 | 850 | 850 | SUB | BIT | Y | SUB | BIT
56204 | Diamond Generating Corporation - Operations, LLC | 56940 | CPV Valley Energy Center | NY | Orange | CTG1 | U | Natural Gas Fired Combined Cycle | CT | IPP Non-CHP | 2 | 235 | 198.2 | 223 | NG | DFO | N | [6 empty] | Y
56204 | Diamond Generating Corporation - Operations, LLC | 56940 | CPV Valley Energy Center | NY | Orange | CTG2 | U | Natural Gas Fired Combined Cycle | CT | IPP Non-CHP | 2 | 235 | 198.2 | 223 | NG | DFO | N | [6 empty] | Y
56204 | Diamond Generating Corporation - Operations, LLC | 56940 | CPV Valley Energy Center | NY | Orange | STG | U | Natural Gas Fired Combined Cycle | CA | IPP Non-CHP | 2 | 300 | 308.7 | 320 | NG | DFO | N | [6 empty] | Y
58159 | Penn State University | 58194 | West Campus Steam Plant | PA | Centre | WC 4 | T | Natural Gas Steam Turbine | ST | Commercial CHP | 5 | 2.9 | 0.6 | 2.8 | NG | DFO | N | [6 empty] | Y
58159 | Penn State University | 58194 | West Campus Steam Plant | PA | Centre | WC 5 | T | Natural Gas Steam Turbine | ST | Commercial CHP | 5 | 2.2 | 0.6 | 2.2 | NG | DFO | N | [6 empty] | Y
19547 | Hawaiian Electric Co Inc | 58469 | HNL Emergency Power Facility | HI | Honolulu | AP1 | V | Other Waste Biomass | IC | Electric Utility | 1 | 2.5 | 2.5 | 2.5 | OBL | DFO | Y | OBL | DFO |  |  |  |  | N
19547 | Hawaiian Electric Co Inc | 58469 | HNL Emergency Power Facility | HI | Honolulu | AP2 | V | Other Waste Biomass | IC | Electric Utility | 1 | 2.5 | 2.5 | 2.5 | OBL | DFO | Y | OBL | DFO |  |  |  |  | N
19547 | Hawaiian Electric Co Inc | 58469 | HNL Emergency Power Facility | HI | Honolulu | AP3 | V | Other Waste Biomass | IC | Electric Utility | 1 | 2.5 | 2.5 | 2.5 | OBL | DFO | Y | OBL | DFO |  |  |  |  | N
19547 | Hawaiian Electric Co Inc | 58469 | HNL Emergency Power Facility | HI | Honolulu | AP4 | V | Other Waste Biomass | IC | Electric Utility | 1 | 2.5 | 2.5 | 2.5 | OBL | DFO | Y | OBL | DFO |  |  |  |  | N
57341 | Veolia Energy | 59197 | Univ Minnesota CHP Plant | MN | Hennepin | CTG-1 | U | Natural Gas Fired Combustion Turbine | GT | IPP CHP | 3 | 21 | 17 | 20 | NG | DFO | Y | NG | DFO |  |  |  |  | Y
59487 | Moundsville Power, LLC | 59720 | Moundsville Power | WV | Marshall | MPCT1 | L | Natural Gas Fired Combined Cycle | CT | IPP Non-CHP | 2 | 195.5 | 177.3 | 196.9 | NG | OG | Y | NG | OG |  |  |  |  | N
59487 | Moundsville Power, LLC | 59720 | Moundsville Power | WV | Marshall | MPCT2 | L | Natural Gas Fired Combined Cycle | CT | IPP Non-CHP | 2 | 195.5 | 177.3 | 196.9 | NG | OG | Y | NG | OG |  |  |  |  | N
59646 | Summit Texas Clean Energy | 59859 | Texas Clean Energy Project | TX | Ector | TCE1A | T | Other Gases | CT | IPP Non-CHP | 2 | 274 | 274 | 274 | OG | NG | Y | OG | NG |  |  |  |  | N
6035 | Exelon Power | 59882 | Exelon West Medway II LLC | MA | Norfolk | 4 | L | Natural Gas Fired Combustion Turbine | GT | IPP Non-CHP | 2 | 100 | 97.4 | 103.5 | NG | DFO | N | [6 empty] | Y
6035 | Exelon Power | 59882 | Exelon West Medway II LLC | MA | Norfolk | 5 | L | Natural Gas Fired Combustion Turbine | GT | IPP Non-CHP | 2 | 100 | 97.4 | 103.5 | NG | DFO | N | [6 empty] | Y
59677 | Middlesex Energy Center LLC | 59909 | Middlesex Energy Center LLC | NJ | Middlesex | CT001 | P | Natural Gas Fired Combined Cycle | CC | IPP Non-CHP | 2 | 560 | 560 | 595 | NG | DFO | N | [6 empty] | Y
59964 | ESC Brooke County Power I | 60202 | ESC Brooke County Power I | WV | Brooke | BCCT1 | P | Natural Gas Fired Combined Cycle | CT | IPP Non-CHP | 2 | 280.5 | 252.3 | 278.7 | NG |  | Y | OG | [5 empty] | N
59964 | ESC Brooke County Power I | 60202 | ESC Brooke County Power I | WV | Brooke | BCCT2 | P | Natural Gas Fired Combined Cycle | CT | IPP Non-CHP | 2 | 280.5 | 252.3 | 278.7 | NG |  | Y | OG | [5 empty] | N
60130 | Albany Green Energy, LLC | 60340 | Albany Green Energy | GA | Dougherty | 1 | U | Natural Gas Steam Turbine | ST | IPP CHP | 3 | 50 | 42 | 42 | NG | WDS | Y | NG | WDS | OBS |  |  |  | N
6452 | Florida Power & Light Co | 60345 | Okeechobee Clean Energy Center | FL | Okeechobee | 1A | L | Natural Gas Fired Combined Cycle | CT | Electric Utility | 1 | 376.6 | 376.6 | 376.6 | NG | DFO | N | [6 empty] | Y
6452 | Florida Power & Light Co | 60345 | Okeechobee Clean Energy Center | FL | Okeechobee | 1B | L | Natural Gas Fired Combined Cycle | CT | Electric Utility | 1 | 376.6 | 376.6 | 376.6 | NG | DFO | N | [6 empty] | Y
6452 | Florida Power & Light Co | 60345 | Okeechobee Clean Energy Center | FL | Okeechobee | 1C | L | Natural Gas Fired Combined Cycle | CT | Electric Utility | 1 | 376.6 | 376.6 | 376.6 | NG | DFO | N | [6 empty] | Y
6452 | Florida Power & Light Co | 60345 | Okeechobee Clean Energy Center | FL | Okeechobee | 1ST | L | Natural Gas Fired Combined Cycle | CA | Electric Utility | 1 | 593.3 | 593.3 | 593.3 | NG | DFO | N | [6 empty] | Y
60131 | South Field Energy, LLC | 60356 | South Field Energy | OH | Columbiana | SFECC | L | Natural Gas Fired Combined Cycle | CC | IPP Non-CHP | 2 | 1105 | 1060 | 1105 | NG |  | N | [6 empty] | Y
56069 | SunCoke Energy, Inc. | 60373 | SunCoke Energy South Shore Facility | KY | Greenup | SSST6 | T | Conventional Steam Coal | ST | Industrial CHP | 7 | 90 | 60 | 60 | BIT | NG | Y | BIT | NG |  |  |  |  | N

## Retired and Canceled
2015 Form EIA-860 Data - Schedule 3, 'Fuel Switching Data' (Retired & Canceled Units Only)
Utility ID | Utility Name | Plant Code | Plant Name | State | County | Generator ID | Status | Technology | Prime Mover | Sector Name | Sector | Nameplate Capacity (MW) | Summer Capacity (MW) | Winter Capacity (MW) | Energy Source 1 | Energy Source 2 | Cofire Fuels? | Cofire Energy Source 1 | Cofire Energy Source 2 | Cofire Energy Source 3 | Cofire Energy Source 4 | Cofire Energy Source 5 | Cofire Energy Source 6 | Switch Between Oil and Natural Gas? | Switch When Operating? | Net Summer Capacity with Natural Gas (MW) | Net Winter Capacity with Natural Gas (MW) | Net Summer Capacity with Oil (MW) | Net Winter Capacity with Oil (MW) | Time to Switch From Gas to Oil | Time to Switch From Oil to Gas | Factors that Limit Switching? | Storage Limits? | Air Permit Limits? | Other Limits?
599 | Anchorage Municipal Light and Power | 75 | Anchorage 1 | AK | Anchorage | 3 | RE | Natural Gas Fired Combustion Turbine | GT | Electric Utility | 1 | 16.3 | 17.7 | 19.4 | NG | DFO | Y | NG | DFO |  |  |  |  | Y |  | 17.7 |  | 17.7 |  |  |  | N
803 | Arizona Public Service Co | 118 | Saguaro | AZ | Pinal | 1 | RE | Natural Gas Steam Turbine | ST | Electric Utility | 1 | 125 | 110 | 110 | NG | RFO | N | [6 empty] | Y | N | 110 | 110 | 110 | 110 | UNK | 6H | Y | Y
803 | Arizona Public Service Co | 118 | Saguaro | AZ | Pinal | 2 | RE | Natural Gas Steam Turbine | ST | Electric Utility | 1 | 125 | 100 | 100 | NG | RFO | N | [6 empty] | Y | N | 100 | 100 | 100 | 100 | UNK | 6H | Y | Y
14328 | Pacific Gas & Electric Co | 246 | Humboldt Bay | CA | Humboldt | ST1 | RE | Natural Gas Steam Turbine | ST | Electric Utility | 1 | 51.2 | 52 | 52 | NG | RFO | Y | NG | RFO |  |  |  |  | Y | Y | 51 |  | 51 |  |  |  | Y | Y | Y
14328 | Pacific Gas & Electric Co | 246 | Humboldt Bay | CA | Humboldt | ST2 | RE | Natural Gas Steam Turbine | ST | Electric Utility | 1 | 51.2 | 53 | 53 | NG | RFO | Y | NG | RFO |  |  |  |  | Y | Y | 51 |  | 51 |  |  |  | Y | Y
15908 | NRG California South LP | 329 | Coolwater | CA | San Bernardino | 1 | RE | Natural Gas Steam Turbine | ST | IPP Non-CHP | 2 | 65.3 | 65 | 63 | NG | DFO | Y | NG | DFO |  |  |  |  | Y | Y | 65 | 65 | 65 | 65 | 6H |  | Y | Y
15908 | NRG California South LP | 329 | Coolwater | CA | San Bernardino | 2 | RE | Natural Gas Steam Turbine | ST | IPP Non-CHP | 2 | 82 | 82 | 82 | NG | DFO | Y | NG | DFO |  |  |  |  | Y | Y | 81 | 81 | 81 | 81 | 6H |  | Y | Y
11208 | Los Angeles Department of Water & Power | 400 | Haynes | CA | Los Angeles | 5 | RE | Natural Gas Steam Turbine | ST | Electric Utility | 1 | 343 | 292 | 292 | NG | OBG | Y | NG | OBG | [13 empty] | Y | Y
11208 | Los Angeles Department of Water & Power | 400 | Haynes | CA | Los Angeles | 6 | RE | Natural Gas Steam Turbine | ST | Electric Utility | 1 | 343 | 238 | 243 | NG | OBG | Y | NG | OBG | [13 empty] | Y | Y
11208 | Los Angeles Department of Water & Power | 404 | Scattergood | CA | Los Angeles | 3 | RE | Natural Gas Steam Turbine | ST | Electric Utility | 1 | 496.8 | 445 | 450 | NG | OBG | Y | NG | OBG |  |  |  |  | N
15466 | Public Service Co of Colorado | 465 | Arapahoe | CO | Denver | 3 | RE | Conventional Steam Coal | ST | Electric Utility | 1 | 40 | 35 | 40 | SUB | NG | Y | NG | SUB
15466 | Public Service Co of Colorado | 465 | Arapahoe | CO | Denver | 4 | RE | Conventional Steam Coal | ST | Electric Utility | 1 | 112.5 | 109 | 109 | SUB | NG | Y | NG | SUB
15466 | Public Service Co of Colorado | 468 | Cameo | CO | Mesa | 1 | RE | Conventional Steam Coal | ST | Electric Utility | 1 | 25 | 23.7 | 23.7 | BIT | NG | Y | BIT | NG |  |  |  |  | N
15466 | Public Service Co of Colorado | 468 | Cameo | CO | Mesa | 2 | RE | Conventional Steam Coal | ST | Electric Utility | 1 | 50 | 49 | 49 | BIT | NG | Y | BIT | NG |  |  |  |  | N
15466 | Public Service Co of Colorado | 469 | Cherokee | CO | Adams | 1 | RE | Conventional Steam Coal | ST | Electric Utility | 1 | 125 | 107 | 107 | BIT | NG | Y | BIT | NG |  |  |  |  | N
15466 | Public Service Co of Colorado | 469 | Cherokee | CO | Adams | 2 | RE | Conventional Steam Coal | ST | Electric Utility | 1 | 125 | 106 | 106 | BIT | NG | Y | BIT | NG |  |  |  |  | N
15466 | Public Service Co of Colorado | 469 | Cherokee | CO | Adams | 3 | RE | Conventional Steam Coal | ST | Electric Utility | 1 | 170.5 | 152 | 152 | BIT | NG | Y | BIT | NG |  |  |  |  | N
15466 | Public Service Co of Colorado | 478 | Zuni | CO | Denver | 1 | RE | Natural Gas Steam Turbine | ST | Electric Utility | 1 | 40.2 | 26 | 26 | NG | RFO | Y | NG | RFO |  |  |  |  | Y | Y | 39 |  | 39 |  |  |  | Y |  | Y
15466 | Public Service Co of Colorado | 478 | Zuni | CO | Denver | 2 | RE | Natural Gas Steam Turbine | ST | Electric Utility | 1 | 75 | 60 | 60 | NG | RFO | Y | NG | RFO |  |  |  |  | Y | Y | 59 | 60 | 59 | 60 | 1H | 1H | Y |  | Y
22350 | Devon Power LLC | 544 | Devon Station | CT | New Haven | 7 | RE | Petroleum Liquids | ST | IPP Non-CHP | 2 | 103.5 | 107 | 109 | RFO | NG | Y | RFO | NG |  |  |  |  | Y |  | 107 |  | 107 |  |  |  | N
22350 | Devon Power LLC | 544 | Devon Station | CT | New Haven | 8 | RE | Petroleum Liquids | ST | IPP Non-CHP | 2 | 103.5 | 107 | 109 | RFO | NG | Y | RFO | NG |  |  |  |  | Y |  | 107 |  | 107 |  |  |  | N
6452 | Florida Power & Light Co | 609 | Cape Canaveral | FL | Brevard | 1 | RE | Petroleum Liquids | ST | Electric Utility | 1 | 402 | 396 | 398 | RFO | NG | Y | NG | RFO |  |  |  |  | Y | Y | 394 |  | 394 |  |  |  | N
6452 | Florida Power & Light Co | 609 | Cape Canaveral | FL | Brevard | 2 | RE | Petroleum Liquids | ST | Electric Utility | 1 | 402 | 396 | 398 | RFO | NG | Y | NG | RFO |  |  |  |  | Y | Y | 396 |  | 396 |  |  |  | N
6452 | Florida Power & Light Co | 617 | Port Everglades | FL | Broward | ST1 | RE | Petroleum Liquids | ST | Electric Utility | 1 | 248 | 213 | 214 | RFO | NG | Y | NG | RFO |  |  |  |  | Y | Y | 221 |  | 221 |  |  |  | N
6452 | Florida Power & Light Co | 617 | Port Everglades | FL | Broward | ST2 | RE | Petroleum Liquids | ST | Electric Utility | 1 | 248 | 213 | 214 | RFO | NG | Y | NG | RFO |  |  |  |  | Y | Y | 221 |  | 221 |  |  |  | N
6452 | Florida Power & Light Co | 617 | Port Everglades | FL | Broward | ST3 | RE | Petroleum Liquids | ST | Electric Utility | 1 | 402 | 387 | 389 | RFO | NG | Y | NG | RFO |  |  |  |  | Y | Y | 221 |  | 221 |  |  |  | N
6452 | Florida Power & Light Co | 617 | Port Everglades | FL | Broward | ST4 | RE | Petroleum Liquids | ST | Electric Utility | 1 | 402 | 392 | 394 | RFO | NG | Y | NG | RFO |  |  |  |  | Y | Y | 221 |  | 221 |  |  |  | N
6452 | Florida Power & Light Co | 619 | Riviera | FL | Palm Beach | 3 | RE | Petroleum Liquids | ST | Electric Utility | 1 | 310.4 | 277 | 280 | RFO | NG | Y | RFO | NG |  |  |  |  | Y | Y | 281 |  | 281 |  |  |  | N
6452 | Florida Power & Light Co | 619 | Riviera | FL | Palm Beach | 4 | RE | Petroleum Liquids | ST | Electric Utility | 1 | 310.4 | 288 | 291 | RFO | NG | Y | RFO | NG |  |  |  |  | Y | Y | 284 |  | 284 |  |  |  | N
6452 | Florida Power & Light Co | 620 | Sanford | FL | Volusia | 3 | RE | Petroleum Liquids | ST | Electric Utility | 1 | 156.2 | 138 | 140 | RFO | NG | Y | RFO | NG |  |  |  |  | Y | Y | 138 |  | 138 |  |  |  | N
6455 | Duke Energy Florida, Inc | 634 | P L Bartow | FL | Pinellas | ST3 | RE | Petroleum Liquids | ST | Electric Utility | 1 | 239.3 | 201 | 211 | RFO | NG | N | [6 empty] | Y | Y | 204 |  | 204 |  | UNK |  | N
6616 | Fort Pierce Utilities Authority | 658 | Henry D King | FL | St Lucie | 7 | RE | Natural Gas Steam Turbine | ST | Electric Utility | 1 | 33 | 32 | 32 | NG | DFO | Y | NG | DFO |  |  |  |  | Y | Y | 32 |  | 29 |  |  |  | Y |  | Y
6616 | Fort Pierce Utilities Authority | 658 | Henry D King | FL | St Lucie | 8 | RE | Natural Gas Steam Turbine | ST | Electric Utility | 1 | 56.1 | 50 | 50 | NG | DFO | Y | NG | DFO |  |  |  |  | Y | Y | 52 |  | 50 |  |  |  | Y |  | Y
6616 | Fort Pierce Utilities Authority | 658 | Henry D King | FL | St Lucie | 9 | RE | Natural Gas Fired Combined Cycle | CT | Electric Utility | 1 | 22.5 | 22.4 | 22.4 | NG | DFO | N | [6 empty] | Y | Y | 22.4 |  | 22.4 |  |  |  | Y |  | Y
6909 | Gainesville Regional Utilities | 664 | John R Kelly | FL | Alachua | 7 | RE | Natural Gas Steam Turbine | ST | Electric Utility | 1 | 25 | 23.2 | 23.2 | NG | RFO | N | [6 empty] | Y | Y | 23.2 |  | 23.2 |  |  |  | Y | Y
6909 | Gainesville Regional Utilities | 664 | John R Kelly | FL | Alachua | GT1 | RE | Natural Gas Fired Combustion Turbine | GT | Electric Utility | 1 | 16.3 | 14 | 15 | NG | DFO | N | [6 empty] | Y | Y | 14 |  | 14 |  |  |  | Y | Y
6909 | Gainesville Regional Utilities | 664 | John R Kelly | FL | Alachua | GT2 | RE | Natural Gas Fired Combustion Turbine | GT | Electric Utility | 1 | 16.3 | 14 | 15 | NG | DFO | N | [6 empty] | Y | Y | 14 |  | 14 |  |  |  | Y | Y
6909 | Gainesville Regional Utilities | 664 | John R Kelly | FL | Alachua | GT3 | RE | Natural Gas Fired Combustion Turbine | GT | Electric Utility | 1 | 16.3 | 14 | 15 | NG | DFO | N | [6 empty] | Y | Y | 14 |  | 14 |  |  |  | Y | Y
8795 | City of Homestead - (FL) | 665 | G W Ivey | FL | Miami Dade | 10 | RE | Natural Gas Internal Combustion Engine | IC | Electric Utility | 1 | 2.5 | 2 | 2 | NG | DFO | N | [6 empty] | Y | Y | 2 |  | 2 |  |  |  | N
8795 | City of Homestead - (FL) | 665 | G W Ivey | FL | Miami Dade | 11 | RE | Natural Gas Internal Combustion Engine | IC | Electric Utility | 1 | 3.2 | 3 | 3 | NG | DFO | N | [6 empty] | Y | Y | 3 |  | 3 |  |  |  | N
8795 | City of Homestead - (FL) | 665 | G W Ivey | FL | Miami Dade | 12 | RE | Natural Gas Internal Combustion Engine | IC | Electric Utility | 1 | 3.2 | 3 | 3 | NG | DFO | N | [6 empty] | Y | Y | 3 |  | 3 |  |  |  | N
8795 | City of Homestead - (FL) | 665 | G W Ivey | FL | Miami Dade | 18 | RE | Natural Gas Internal Combustion Engine | IC | Electric Utility | 1 | 8.8 | 8 | 8 | NG | DFO | N | [6 empty] | Y | Y | 8 |  | 8 |  |  |  | N
8795 | City of Homestead - (FL) | 665 | G W Ivey | FL | Miami Dade | 8 | RE | Natural Gas Internal Combustion Engine | IC | Electric Utility | 1 | 2.5 | 2 | 2 | NG | DFO | N | [6 empty] | Y | Y | 2 |  | 2 |  |  |  | N
8795 | City of Homestead - (FL) | 665 | G W Ivey | FL | Miami Dade | 9 | RE | Natural Gas Internal Combustion Engine | IC | Electric Utility | 1 | 2.5 | 2 | 2 | NG | DFO | N | [6 empty] | Y | Y | 2 |  | 2 |  |  |  | N
10376 | Kissimmee Utility Authority | 672 | Hansel | FL | Osceola | 14 | RE | Natural Gas Internal Combustion Engine | IC | Electric Utility | 1 | 2 | 2 | 2 | NG | DFO | Y | NG | DFO |  |  |  |  | Y |  | 2 |  | 2
10376 | Kissimmee Utility Authority | 672 | Hansel | FL | Osceola | 15 | RE | Natural Gas Internal Combustion Engine | IC | Electric Utility | 1 | 2 | 2 | 2 | NG | DFO | Y | NG | DFO |  |  |  |  | Y |  | 2 |  | 2
10376 | Kissimmee Utility Authority | 672 | Hansel | FL | Osceola | 16 | RE | Natural Gas Internal Combustion Engine | IC | Electric Utility | 1 | 2 | 2 | 2 | NG | DFO | Y | DFO | NG |  |  |  |  | Y |  | 2 |  | 2
10376 | Kissimmee Utility Authority | 672 | Hansel | FL | Osceola | 17 | RE | Natural Gas Internal Combustion Engine | IC | Electric Utility | 1 | 2 | 2 | 2 | NG | DFO | Y | NG | DFO |  |  |  |  | Y |  | 2 |  | 2
10376 | Kissimmee Utility Authority | 672 | Hansel | FL | Osceola | 18 | RE | Natural Gas Internal Combustion Engine | IC | Electric Utility | 1 | 2 | 2 | 2 | NG | DFO | Y | NG | DFO |  |  |  |  | Y |  | 2 |  | 2
10376 | Kissimmee Utility Authority | 672 | Hansel | FL | Osceola | 21 | RE | Natural Gas Fired Combined Cycle | CT | Electric Utility | 1 | 35 | 30 | 38 | NG | DFO | Y | NG | DFO |  |  |  |  | Y | N | 34 |  | 34 |  |  |  | Y | Y
10623 | City of Lakeland - (FL) | 676 | C D McIntosh Jr | FL | Polk | ST1 | RE | Natural Gas Steam Turbine | ST | Electric Utility | 1 | 103.5 | 85 | 85 | NG | RFO | Y | NG | RFO |  |  |  |  | Y | Y | 85 | 85 | 85 | 85 | 1H | 1H | N
14610 | Orlando Utilities Comm | 685 | St Cloud | FL | Osceola | 1 | RE | Natural Gas Internal Combustion Engine | IC | Electric Utility | 1 | 2 | 2 | 2 | NG | DFO | N | [6 empty] | Y | Y | 2 |  | 2 |  |  |  | Y |  | Y
14610 | Orlando Utilities Comm | 685 | St Cloud | FL | Osceola | 2 | RE | Natural Gas Internal Combustion Engine | IC | Electric Utility | 1 | 5.8 | 5 | 5 | NG | DFO | N | [6 empty] | Y | Y | 5 |  | 5 |  |  |  | N
14610 | Orlando Utilities Comm | 685 | St Cloud | FL | Osceola | 3 | RE | Natural Gas Internal Combustion Engine | IC | Electric Utility | 1 | 2 | 2 | 2 | NG | DFO | N | [6 empty] | Y | Y | 2 |  | 2 |  |  |  | Y |  | Y
14610 | Orlando Utilities Comm | 685 | St Cloud | FL | Osceola | 4 | RE | Natural Gas Internal Combustion Engine | IC | Electric Utility | 1 | 3.7 | 3 | 3 | NG | DFO | N | [6 empty] | Y | Y | 3 |  | 2 |  |  |  | N
14610 | Orlando Utilities Comm | 685 | St Cloud | FL | Osceola | 6 | RE | Natural Gas Internal Combustion Engine | IC | Electric Utility | 1 | 3.7 | 3 | 3 | NG | DFO | N | [6 empty] | Y | Y | 3 |  | 2 |  |  |  | N
14610 | Orlando Utilities Comm | 685 | St Cloud | FL | Osceola | 7 | RE | Natural Gas Internal Combustion Engine | IC | Electric Utility | 1 | 6.3 | 6 | 6 | NG | DFO | N | [6 empty] | Y | Y | 6 |  | 2 |  |  |  | N
14610 | Orlando Utilities Comm | 685 | St Cloud | FL | Osceola | 8 | RE | Natural Gas Internal Combustion Engine | IC | Electric Utility | 1 | 6.4 | 6 | 6 | NG | DFO | N | [6 empty] | Y | Y | 6 |  | 6 |  |  |  | N
18445 | City of Tallahassee - (FL) | 688 | Arvah B Hopkins | FL | Leon | 5 | IP | Natural Gas Fired Combined Cycle | CT | Electric Utility | 1 | 212.5 | 156 | 183 | NG | DFO | [7 empty] | Y |  | 156 |  | 165 |  |  |  | Y |  | Y
19804 | City of Vero Beach - (FL) | 693 | Vero Beach Municipal Power Plant | FL | Indian River | 3 | RE | Natural Gas Steam Turbine | ST | Electric Utility | 1 | 33 | 33 | 33 | NG | RFO | N | NG |  |  | DFO |  |  | Y | Y | 33 | 33 | 33 | 33 | UNK | UNK | Y | Y | Y
19804 | City of Vero Beach - (FL) | 693 | Vero Beach Municipal Power Plant | FL | Indian River | 5 | RE | Natural Gas Fired Combined Cycle | CT | Electric Utility | 1 | 41.4 | 35 | 40 | NG | DFO | N | [6 empty] | Y | N | 35 | 40 | 34 | 34 | UNK | UNK | Y |  | Y
7140 | Georgia Power Co | 710 | Jack McDonough | GA | Cobb | 1 | RE | Conventional Steam Coal | ST | Electric Utility | 1 | 299.2 | 251 | 251 | BIT | NG | Y | BIT | NG
7140 | Georgia Power Co | 710 | Jack McDonough | GA | Cobb | 2 | RE | Conventional Steam Coal | ST | Electric Utility | 1 | 299.2 | 251 | 251 | BIT | NG | Y | BIT | NG
7140 | Georgia Power Co | 728 | Yates | GA | Coweta | 1 | RE | Conventional Steam Coal | ST | Electric Utility | 1 | 122.5 | 97 | 97 | BIT | NG | Y | BIT | NG |  |  |  |  | N
7140 | Georgia Power Co | 728 | Yates | GA | Coweta | 2 | RE | Conventional Steam Coal | ST | Electric Utility | 1 | 122.5 | 103 | 103 | BIT | NG | Y | BIT | NG |  |  |  |  | N
7140 | Georgia Power Co | 728 | Yates | GA | Coweta | 3 | RE | Conventional Steam Coal | ST | Electric Utility | 1 | 122.5 | 111 | 111 | BIT | NG | Y | BIT | NG |  |  |  |  | N
7140 | Georgia Power Co | 728 | Yates | GA | Coweta | 4 | RE | Conventional Steam Coal | ST | Electric Utility | 1 | 156.2 | 133 | 133 | BIT | NG | Y | BIT | NG |  |  |  |  | N
7140 | Georgia Power Co | 728 | Yates | GA | Coweta | 5 | RE | Conventional Steam Coal | ST | Electric Utility | 1 | 156.2 | 135 | 135 | BIT | NG | Y | BIT | NG |  |  |  |  | N
7140 | Georgia Power Co | 733 | Kraft | GA | Chatham | 4 | RE | Natural Gas Steam Turbine | ST | Electric Utility | 1 | 126 | 115 | 115 | NG | RFO | N | [6 empty] | Y | Y | 115 | 115 | 115 | 115 | UNK | UNK | N
5517 | Dynegy Midwest Generation Inc | 894 | Oglesby | IL | LaSalle | 1 | RE | Natural Gas Fired Combustion Turbine | GT | IPP Non-CHP | 2 | 17.5 | 13.5 | 15.8 | NG | DFO | N | [6 empty] | Y | N | 13.5 |  | 13.5 |  | UNK |  | Y | Y
5517 | Dynegy Midwest Generation Inc | 894 | Oglesby | IL | LaSalle | 2 | RE | Natural Gas Fired Combustion Turbine | GT | IPP Non-CHP | 2 | 17.5 | 13.5 | 15.8 | NG | DFO | N | [6 empty] | Y | N | 13.5 |  | 13.5 |  | UNK |  | Y | Y
5517 | Dynegy Midwest Generation Inc | 894 | Oglesby | IL | LaSalle | 3 | RE | Natural Gas Fired Combustion Turbine | GT | IPP Non-CHP | 2 | 17.5 | 13.5 | 15.8 | NG | DFO | N | [6 empty] | Y | N | 13.5 |  | 13.5 |  | UNK |  | Y | Y
5517 | Dynegy Midwest Generation Inc | 894 | Oglesby | IL | LaSalle | 4 | RE | Natural Gas Fired Combustion Turbine | GT | IPP Non-CHP | 2 | 17.5 | 13.5 | 15.8 | NG | DFO | N | [6 empty] | Y | N | 13.5 |  | 13.5 |  | UNK |  | Y | Y
5517 | Dynegy Midwest Generation Inc | 897 | Vermilion | IL | Vermilion | 2 | RE | Conventional Steam Coal | ST | IPP Non-CHP | 2 | 108.8 | 99 | 99 | SUB | NG | Y | BIT | NG |  |  |  |  | N
5517 | Dynegy Midwest Generation Inc | 897 | Vermilion | IL | Vermilion | ST1 | RE | Conventional Steam Coal | ST | IPP Non-CHP | 2 | 73.5 | 62 | 63 | SUB | NG | Y | BIT | NG |  |  |  |  | N
3040 | City of Carmi - (IL) | 937 | Carmi | IL | White | 5 | RE | Natural Gas Internal Combustion Engine | IC | Electric Utility | 1 | 0.6 | 0.5 | 0.5 | NG | DFO | Y | NG | DFO |  |  |  |  | Y | Y | 0.47 |  | 0.47 |  | 1H | 6H | Y |  |  | Y
13756 | Northern Indiana Pub Serv Co | 996 | Dean H Mitchell | IN | Lake | 11 | RE | Conventional Steam Coal | ST | Electric Utility | 1 | 127.5 | 110 | 110 | SUB | NG | Y | NG | SUB
13756 | Northern Indiana Pub Serv Co | 996 | Dean H Mitchell | IN | Lake | 4 | RE | Natural Gas Steam Turbine | ST | Electric Utility | 1 | 138.1 | 125 | 125 | NG | SUB | Y | NG | SUB |  |  |  |  | N
13756 | Northern Indiana Pub Serv Co | 996 | Dean H Mitchell | IN | Lake | 5 | RE | Conventional Steam Coal | ST | Electric Utility | 1 | 128 | 125 | 125 | SUB | NG | Y | SUB | NG
13756 | Northern Indiana Pub Serv Co | 996 | Dean H Mitchell | IN | Lake | 6 | RE | Conventional Steam Coal | ST | Electric Utility | 1 | 128 | 125 | 125 | SUB | NG | Y | SUB | NG
9417 | Interstate Power and Light Co | 1046 | Dubuque | IA | Dubuque | ST2 | RE | Conventional Steam Coal | ST | Electric Utility | 1 | 15 | 11.8 | 13.2 | SUB | NG | N | SUB | BIT | NG | DFO |  |  | Y | Y | 14 |  | 2
9417 | Interstate Power and Light Co | 1047 | Lansing | IA | Allamakee | 2 | RE | Conventional Steam Coal | ST | Electric Utility | 1 | 11.5 | 11 | 11.2 | SUB | BIT | Y | SUB | BIT
9417 | Interstate Power and Light Co | 1047 | Lansing | IA | Allamakee | 3 | RE | Conventional Steam Coal | ST | Electric Utility | 1 | 37.5 | 29.4 | 29.5 | SUB | BIT | Y | SUB | BIT
9417 | Interstate Power and Light Co | 1058 | Sixth Street | IA | Linn | 2 | RE | Conventional Steam Coal | ST | Electric Utility | 1 | 6 | 2.8 | 3.9 | SUB | BIT | Y | SUB | BIT | NG |  |  |  | N
9417 | Interstate Power and Light Co | 1058 | Sixth Street | IA | Linn | 4 | RE | Conventional Steam Coal | ST | Electric Utility | 1 | 15 | 12.6 | 12.5 | SUB | NG | Y | SUB | NG |  |  |  |  | N
9417 | Interstate Power and Light Co | 1058 | Sixth Street | IA | Linn | 7 | RE | Conventional Steam Coal | ST | Electric Utility | 1 | 15 | 14.7 | 7.8 | SUB | NG | Y | SUB | NG |  |  |  |  | N
9417 | Interstate Power and Light Co | 1058 | Sixth Street | IA | Linn | 8 | RE | Conventional Steam Coal | ST | Electric Utility | 1 | 28.7 | 29.2 | 26.8 | SUB | NG | Y | SUB | NG |  |  |  |  | N
9417 | Interstate Power and Light Co | 1073 | Prairie Creek | IA | Linn | 2 | RE | Conventional Steam Coal | ST | Electric Utility | 1 | 23 | 18.4 | 20.7 | SUB | NG | Y | SUB | NG |  |  |  |  | N
12341 | MidAmerican Energy Co | 1081 | Riverside | IA | Scott | 3HS | RE | Conventional Steam Coal | ST | Electric Utility | 1 | 5 | 4 | 4 | SUB | NG | Y | SUB | NG |  |  |  |  | N
12341 | MidAmerican Energy Co | 1082 | Walter Scott Jr Energy Center | IA | Pottawattamie | 1 | RE | Conventional Steam Coal | ST | Electric Utility | 1 | 49 | 37.4 | 37.4 | SUB | NG | Y | SUB | NG |  |  |  |  | N
12341 | MidAmerican Energy Co | 1082 | Walter Scott Jr Energy Center | IA | Pottawattamie | 2 | RE | Conventional Steam Coal | ST | Electric Utility | 1 | 81.6 | 80.8 | 80.8 | SUB | NG | Y | SUB | NG |  |  |  |  | N
309 | City of Algona - (IA) | 1120 | Algona | IA | Kossuth | 3 | RE | Petroleum Liquids | IC | Electric Utility | 1 | 0.7 | 0.6 | 0.6 | DFO | NG | [7 empty] | Y
405 | City of Alta - (IA) | 1121 | Alta Municipal Utilities | IA | Buena Vista | 3 | RE | Petroleum Liquids | IC | Electric Utility | 1 | 1.1 | 1 | 1.1 | DFO |  | N | [6 empty] | Y |  | 1 | 1.1 | 1 | 1.1 | UNK | UNK | Y |  |  | Y
2287 | City of Brooklyn - (IA) | 1128 | Brooklyn | IA | Poweshiek | 4 | RE | Natural Gas Internal Combustion Engine | IC | Electric Utility | 1 | 0.5 | 0.5 | 0.5 | NG | DFO | Y | NG | DFO
2287 | City of Brooklyn - (IA) | 1128 | Brooklyn | IA | Poweshiek | 5 | RE | Natural Gas Internal Combustion Engine | IC | Electric Utility | 1 | 1.1 | 1 | 1.1 | NG | DFO | Y | NG | DFO
9275 | Indianola Municipal Utilities | 1150 | Indianola | IA | Warren | 1 | RE | Petroleum Liquids | IC | Electric Utility | 1 | 0.8 | 0.6 | 0.6 | DFO | NG | N | DFO | NG |  |  |  |  | Y | Y |  |  |  |  | 6H | 1H | N
9275 | Indianola Municipal Utilities | 1150 | Indianola | IA | Warren | 2 | RE | Petroleum Liquids | IC | Electric Utility | 1 | 1.4 | 1.3 | 1.3 | DFO | NG | N | DFO | NG |  |  |  |  | Y | Y |  |  |  |  | 6H | 1H | N
9275 | Indianola Municipal Utilities | 1150 | Indianola | IA | Warren | 3 | RE | Petroleum Liquids | IC | Electric Utility | 1 | 1.1 | 1 | 1 | DFO | NG | N | DFO | NG |  |  |  |  | Y | N |  |  |  |  | 6H | 1H | N
9275 | Indianola Municipal Utilities | 1150 | Indianola | IA | Warren | 4 | RE | Petroleum Liquids | IC | Electric Utility | 1 | 1.5 | 1.3 | 1.3 | DFO | NG | Y | DFO | NG |  |  |  |  | Y | Y |  |  |  |  | 6H | 1H | N
3258 | Central Iowa Power Cooperative | 1218 | Fair Station | IA | MUSCATINE | 1 | RE | Conventional Steam Coal | ST | Electric Utility | 1 | 25 | 23 | 24 | BIT | NG | Y | BIT | NG |  |  |  |  | N
3258 | Central Iowa Power Cooperative | 1218 | Fair Station | IA | MUSCATINE | 2 | RE | Conventional Steam Coal | ST | Electric Utility | 1 | 37.5 | 41 | 42 | BIT | NG | Y | BIT | NG |  |  |  |  | N
5860 | Empire District Electric Co | 1239 | Riverton | KS | Cherokee | 7 | RE | Natural Gas Steam Turbine | ST | Electric Utility | 1 | 37.5 | 38 | 38 | NG | BIT | Y | NG | SUB | BIT |  |  |  | N
5860 | Empire District Electric Co | 1239 | Riverton | KS | Cherokee | 8 | RE | Natural Gas Steam Turbine | ST | Electric Utility | 1 | 50 | 54 | 54 | NG | BIT | Y | NG | SUB | BIT |  |  |  | N
5860 | Empire District Electric Co | 1239 | Riverton | KS | Cherokee | 9 | RE | Natural Gas Fired Combustion Turbine | GT | Electric Utility | 1 | 12.5 | 12 | 12 | NG | DFO | N | [6 empty] | Y | N | 12 | 12 | 12 | 12 | UNK | UNK | Y | Y
22500 | Westar Energy Inc | 1250 | Lawrence Energy Center | KS | Douglas | 3 | RE | Conventional Steam Coal | ST | Electric Utility | 1 | 49 | 48 | 48 | SUB | NG | Y | SUB | NG |  |  |  |  | N
22500 | Westar Energy Inc | 1252 | Tecumseh Energy Center | KS | Shawnee | 8 | RE | Conventional Steam Coal | ST | Electric Utility | 1 | 150 | 130 | 130 | SUB | NG | Y | SUB | NG |  |  |  |  | N
1512 | City of Belleville - (KS) | 1263 | Belleville | KS | Republic | 1 | RE | Petroleum Liquids | IC | Electric Utility | 1 | 0.6 | 0.6 | 0.6 | DFO | NG | Y | DFO | NG |  |  |  |  | Y |  | 0.6 |  | 0.6 |  |  |  | N
1512 | City of Belleville - (KS) | 1263 | Belleville | KS | Republic | 2 | RE | Petroleum Liquids | IC | Electric Utility | 1 | 0.6 | 0.6 | 0.6 | DFO | NG | Y | DFO | NG |  |  |  |  | Y |  | 0.6 | 0.6 | 0.6 | 0.6 | 1H | 1H | N
1512 | City of Belleville - (KS) | 1263 | Belleville | KS | Republic | 3 | RE | Petroleum Liquids | IC | Electric Utility | 1 | 0.3 | 0.3 | 0.3 | DFO | NG | Y | DFO | NG |  |  |  |  | Y |  | 0.3 | 0.3 | 0.3 | 0.3 | 1H | 1H | N
3710 | City of Clay Center - (KS) | 1270 | Clay Center | KS | Clay | 4 | RE | Natural Gas Steam Turbine | ST | Electric Utility | 1 | 1.5 | 1.5 | 1.5 | NG | DFO | Y | NG | DFO |  |  |  |  | Y | Y | 1.5 | 1.5 | 1.5 | 1.5 | 1H | 1H | N
8490 | City of Herington - (KS) | 1283 | Herington | KS | Dickinson | 1 | RE | Petroleum Liquids | IC | Electric Utility | 1 | 2.1 | 1.6 | 1.8 | DFO | NG | N | [6 empty] | Y | Y | 1.6 |  | 1.8 |  |  |  | N
8490 | City of Herington - (KS) | 1283 | Herington | KS | Dickinson | 2 | RE | Petroleum Liquids | IC | Electric Utility | 1 | 1.4 | 1 | 1.1 | DFO | NG | N | [6 empty] | Y | Y | 1 |  | 1.1 |  |  |  | N
8490 | City of Herington - (KS) | 1283 | Herington | KS | Dickinson | 3 | RE | Petroleum Liquids | IC | Electric Utility | 1 | 4.3 | 3.1 | 3.5 | DFO | NG | N | [6 empty] | Y | Y | 3 |  | 3.5 |  |  |  | N
8490 | City of Herington - (KS) | 1283 | Herington | KS | Dickinson | 5 | RE | Petroleum Liquids | IC | Electric Utility | 1 | 1.1 | 0.9 | 1 | DFO | NG | N | [6 empty] | Y | Y | 0.9 |  | 1.1 |  |  |  | N
9011 | City of Hugoton - (KS) | 1289 | Hugoton 1 | KS | Stevens | 6 | RE | Petroleum Liquids | IC | Electric Utility | 1 | 1.4 | 1.2 | 1.2 | DFO | NG | Y | DFO | NG
9732 | City of Jetmore | 1292 | Jetmore | KS | HODGEMAN | 1 | RE | Petroleum Liquids | IC | Electric Utility | 1 | 1 | 1 | 1 | DFO | NG | Y | DFO | NG |  |  |  |  | Y | Y | 1 |  | 1 |  | 1H | 1H | Y |  |  | Y
9732 | City of Jetmore | 1292 | Jetmore | KS | HODGEMAN | 2 | RE | Petroleum Liquids | IC | Electric Utility | 1 | 0.4 | 0.4 | 0.4 | DFO | NG | Y | DFO | NG |  |  |  |  | Y | Y | 0.4 |  | 0.4 |  | 1H | 1H | Y |  |  | Y
9732 | City of Jetmore | 1292 | Jetmore | KS | HODGEMAN | 5 | RE | Petroleum Liquids | IC | Electric Utility | 1 | 1.5 | 1.5 | 1.5 | DFO | NG | Y | DFO | NG |  |  |  |  | Y | Y | 1.5 |  | 1.5 |  | 1H | 1H | Y |  |  | Y
10321 | City of Kingman - (KS) | 1296 | Kingman Municipal Power and Light Plant | KS | KINGMAN | 5 | RE | Natural Gas Internal Combustion Engine | IC | Electric Utility | 1 | 1 | 0.8 | 0.9 | NG | DFO | N | [6 empty] | Y |  | 0.8 |  | 0.8 |  |  |  | Y | Y
10559 | City of La Crosse - (KS) | 1297 | La Crosse | KS | Rush | 3 | RE | Petroleum Liquids | IC | Electric Utility | 1 | 0.6 | 0.6 | 0.6 | DFO | NG | [7 empty] | Y |  | 1
12208 | City of McPherson - (KS) | 1305 | McPherson 2 | KS | McPherson | 1 | RE | Natural Gas Steam Turbine | ST | Electric Utility | 1 | 32 | 26.6 | 26.6 | NG | RFO | N | [6 empty] | Y |  | 26 |  | 22 |  |  |  | N
17924 | City of Stafford - (KS) | 1325 | Stafford | KS | Stafford | 1 | RE | Petroleum Liquids | IC | Electric Utility | 1 | 0.9 | 0.9 | 0.9 | DFO | NG | Y | DFO | NG
17924 | City of Stafford - (KS) | 1325 | Stafford | KS | Stafford | 2 | RE | Petroleum Liquids | IC | Electric Utility | 1 | 0.9 | 0.9 | 0.9 | DFO | NG | Y | DFO | NG |  |  |  |  | N
17924 | City of Stafford - (KS) | 1325 | Stafford | KS | Stafford | 3 | RE | Petroleum Liquids | IC | Electric Utility | 1 | 0.8 | 0.8 | 0.8 | DFO | NG | Y | DFO | NG |  |  |  |  | N | N
12524 | Midwest Energy Inc | 1334 | Great Bend - Midwest Energy | KS | Barton | 1 | RE | Natural Gas Internal Combustion Engine | IC | Electric Utility | 1 | 1 | 1 | 1 | NG | DFO | Y | DFO | NG
12524 | Midwest Energy Inc | 1334 | Great Bend - Midwest Energy | KS | Barton | 2 | RE | Natural Gas Internal Combustion Engine | IC | Electric Utility | 1 | 1 | 1 | 1 | NG | DFO | Y | DFO | NG
12524 | Midwest Energy Inc | 1334 | Great Bend - Midwest Energy | KS | Barton | 3 | RE | Natural Gas Internal Combustion Engine | IC | Electric Utility | 1 | 1 | 1 | 1 | NG | DFO | Y | DFO | NG
12524 | Midwest Energy Inc | 1334 | Great Bend - Midwest Energy | KS | Barton | 4 | RE | Natural Gas Internal Combustion Engine | IC | Electric Utility | 1 | 1 | 1 | 1 | NG | DFO | Y | DFO | NG
12524 | Midwest Energy Inc | 1334 | Great Bend - Midwest Energy | KS | Barton | 5 | RE | Natural Gas Internal Combustion Engine | IC | Electric Utility | 1 | 3 | 3 | 3 | NG | DFO | Y | DFO | NG
10171 | Kentucky Utilities Co | 1358 | Haefling | KY | Fayette | 3 | RE | Natural Gas Fired Combustion Turbine | GT | Electric Utility | 1 | 20.7 | 12 | 14 | NG | DFO | Y | DFO | NG |  |  |  |  | Y | Y | 12 |  | 12 |  | 6H | 6H | Y | Y | Y
11241 | Entergy Louisiana LLC | 1403 | Nine Mile Point | LA | Jefferson | 2 | RE | Natural Gas Steam Turbine | ST | Electric Utility | 1 | 112.5 | 107 | 107 | NG | DFO | Y | NG | DFO |  |  |  |  | Y | Y | 60 |  | 60 |  | 24H |  | N
8884 | Terrebonne Parish Consol Gov't | 1439 | Houma | LA | Terrebonne | 10 | RE | Natural Gas Internal Combustion Engine | IC | Electric Utility | 1 | 4.5 | 3.7 | 3.7 | NG | DFO | Y | NG | DFO |  |  |  |  | Y | Y | 3 |  | 3.5 |  |  |  | N
8884 | Terrebonne Parish Consol Gov't | 1439 | Houma | LA | Terrebonne | 11 | RE | Natural Gas Internal Combustion Engine | IC | Electric Utility | 1 | 4.5 | 3.7 | 3.7 | NG | DFO | Y | NG | DFO |  |  |  |  | Y | Y | 3 |  | 3.5 |  |  |  | N
8884 | Terrebonne Parish Consol Gov't | 1439 | Houma | LA | Terrebonne | 12 | RE | Natural Gas Internal Combustion Engine | IC | Electric Utility | 1 | 4.5 | 3.3 | 3.3 | NG | DFO | Y | NG | DFO |  |  |  |  | Y | Y | 3 |  | 3.5 |  |  |  | N
8884 | Terrebonne Parish Consol Gov't | 1439 | Houma | LA | Terrebonne | 9 | RE | Natural Gas Internal Combustion Engine | IC | Electric Utility | 1 | 2.7 | 2.5 | 2.5 | NG | DFO | Y | DFO | NG |  |  |  |  | Y | Y | 2 |  | 2 |  |  |  | N
4161 | Constellation Power Source Gen | 1559 | Riverside (MD) | MD | Baltimore | GT6 | RE | Natural Gas Fired Combustion Turbine | GT | IPP Non-CHP | 2 | 135 | 115 | 115 | NG | KER | N | [6 empty] | Y | N | 115 |  | 115 |  | 24H | 24H
21461 | NRG Canal LLC | 1599 | Canal | MA | Barnstable | UN2R | IP | Natural Gas Fired Combustion Turbine | GT | IPP Non-CHP | 2 | 330 | 330 | 330 | NG | DFO | [7 empty] | Y
59928 | Footprint Salem Harbor Development LP | 1626 | Salem Harbor | MA | Essex | 1 | RE | Conventional Steam Coal | ST | IPP Non-CHP | 2 | 81.9 | 79.7 | 81.4 | BIT | RFO | Y | BIT | RFO |  |  |  |  | N
59928 | Footprint Salem Harbor Development LP | 1626 | Salem Harbor | MA | Essex | 2 | RE | Conventional Steam Coal | ST | IPP Non-CHP | 2 | 82 | 78 | 78.8 | BIT | RFO | Y | BIT | RFO |  |  |  |  | N
59928 | Footprint Salem Harbor Development LP | 1626 | Salem Harbor | MA | Essex | 3 | RE | Conventional Steam Coal | ST | IPP Non-CHP | 2 | 165.7 | 149.8 | 149.9 | BIT | RFO | Y | BIT | RFO |  |  |  |  | N
5109 | DTE Electric Company | 1745 | Trenton Channel | MI | Wayne | 8 | RE | Conventional Steam Coal | ST | Electric Utility | 1 | 120 | 100 | 100 | SUB | BIT | Y | SUB | BIT
11268 | City of Lowell - (MI) | 1837 | Lowell | MI | Kent | 5 | RE | Natural Gas Internal Combustion Engine | IC | Electric Utility | 1 | 1.1 | 1.1 | 1.1 | NG | DFO | Y | NG | DFO
11268 | City of Lowell - (MI) | 1837 | Lowell | MI | Kent | 6 | RE | Natural Gas Internal Combustion Engine | IC | Electric Utility | 1 | 1.1 | 1.1 | 1.1 | NG | DFO | Y | NG | DFO
11268 | City of Lowell - (MI) | 1837 | Lowell | MI | Kent | 7 | RE | Natural Gas Internal Combustion Engine | IC | Electric Utility | 1 | 1.4 | 1.4 | 1.4 | NG | DFO | Y | NG | DFO
9417 | Interstate Power and Light Co | 1888 | Fox Lake | MN | Martin | 2 | RE | Natural Gas Steam Turbine | ST | Electric Utility | 1 | 11.5 | 11.6 | 10.8 | NG | RFO | Y | NG | RFO |  |  |  |  | Y | Y | 11.58 |  | 11.58 |  |  |  | N
13781 | Northern States Power Co - Minnesota | 1912 | High Bridge | MN | Ramsey | 5 | RE | Conventional Steam Coal | ST | Electric Utility | 1 | 113.6 | 99 | 99 | SUB | NG | Y | SUB | NG |  |  |  |  | N
13781 | Northern States Power Co - Minnesota | 1912 | High Bridge | MN | Ramsey | 6 | RE | Conventional Steam Coal | ST | Electric Utility | 1 | 163.2 | 172.1 | 172.1 | SUB | NG | Y | SUB | NG |  |  |  |  | N
7292 | Glencoe Light & Power Comm | 1975 | Glencoe | MN | McLeod | 6 | RE | Petroleum Liquids | IC | Electric Utility | 1 | 1.3 | 1 | 1 | DFO | NG | Y | DFO | NG |  |  |  |  | N
9130 | Hutchinson Utilities Comm | 1980 | Hutchinson Plant #1 | MN | McLeod | 7 | RE | Natural Gas Internal Combustion Engine | IC | Electric Utility | 1 | 5 | 4.5 | 4.5 | NG | DFO | N | [6 empty] | Y | Y | [6 empty] | N
13681 | North Branch Water & Light Comm | 2002 | North Branch (MN) | MN | Chisago | 1 | RE | Petroleum Liquids | IC | Electric Utility | 1 | 0.9 | 0.8 | 0.8 | DFO | NG | N | [6 empty] | Y | Y | 0.8 |  | 0.8 |  |  |  | N
13681 | North Branch Water & Light Comm | 2002 | North Branch (MN) | MN | Chisago | 2 | RE | Petroleum Liquids | IC | Electric Utility | 1 | 1.4 | 1.2 | 1.2 | DFO | NG | N | [6 empty] | Y | Y | 1.2 |  | 1.2 |  |  |  | N
16181 | Rochester Public Utilities | 2008 | Silver Lake | MN | Olmsted | 1 | RE | Conventional Steam Coal | ST | Electric Utility | 1 | 8 | 6.6 | 6.6 | BIT | NG | Y | BIT | NG |  |  |  |  | N
16181 | Rochester Public Utilities | 2008 | Silver Lake | MN | Olmsted | 2 | RE | Conventional Steam Coal | ST | Electric Utility | 1 | 12 | 7 | 7 | BIT | NG | Y | BIT | NG |  |  |  |  | N
16181 | Rochester Public Utilities | 2008 | Silver Lake | MN | Olmsted | 3 | RE | Conventional Steam Coal | ST | Electric Utility | 1 | 25 | 20 | 20 | BIT | NG | Y | BIT | NG |  |  |  |  | N
16181 | Rochester Public Utilities | 2008 | Silver Lake | MN | Olmsted | 4 | RE | Conventional Steam Coal | ST | Electric Utility | 1 | 54 | 46.4 | 46.4 | BIT | NG | Y | BIT | NG |  |  |  |  | N
12685 | Entergy Mississippi Inc | 2051 | Delta (MS) | MS | Bolivar | 1 | RE | Natural Gas Steam Turbine | ST | Electric Utility | 1 | 112.5 | 90 | 93 | NG | RFO | Y | NG | RFO |  |  |  |  | Y | Y | 97 |  | 97 |  |  |  | N
12685 | Entergy Mississippi Inc | 2051 | Delta (MS) | MS | Bolivar | 2 | RE | Natural Gas Steam Turbine | ST | Electric Utility | 1 | 112.5 | 87 | 89 | NG | RFO | Y | NG | RFO |  |  |  |  | Y | Y | 95 |  | 95 |  |  |  | N
5860 | Empire District Electric Co | 2076 | Asbury | MO | Jasper | 2 | RE | Conventional Steam Coal | ST | Electric Utility | 1 | 18.7 | 14.5 | 14.5 | SUB | BIT | Y | SUB | BIT |  |  |  |  | N | N
6839 | City of Fulton - (MO) | 2126 | Fulton (MO) | MO | Callaway | IC2 | RE | Petroleum Liquids | IC | Electric Utility | 1 | 5 | 4.1 | 4.5 | DFO | NG | Y | NG | DFO |  |  |  |  | Y | Y |  |  |  |  | 1H | 1H | N
9231 | City of Independence - (MO) | 2132 | Blue Valley | MO | Jackson | GT1 | RE | Natural Gas Fired Combustion Turbine | GT | Electric Utility | 1 | 61 | 50 | 50 | NG | DFO | Y | DFO | NG |  |  |  |  | Y | Y | 41 |  | 41 |  | UNK | UNK | Y | Y
9603 | City of Jackson - (MO) | 2137 | Jackson (MO) | MO | Cape Girardeau | 1 | RE | Petroleum Liquids | IC | Electric Utility | 1 | 1 | 0.9 | 0.9 | DFO | NG | N | [6 empty] | Y | N | 0.9 | 0.9 | 0.9 | 0.9 | 1H | 1H | N
9603 | City of Jackson - (MO) | 2137 | Jackson (MO) | MO | Cape Girardeau | 2 | RE | Petroleum Liquids | IC | Electric Utility | 1 | 1 | 0.9 | 0.9 | DFO | NG | N | [6 empty] | Y | N | 0.9 | 0.9 | 0.9 | 0.9 | 1H | 1H | N
12802 | City of Monroe City - (MO) | 2146 | Monroe (MO) | MO | MONROE | 2 | RE | Petroleum Liquids | IC | Electric Utility | 1 | 1.3 | 1.3 | 1.3 | DFO | NG | Y | DFO | NG |  |  |  |  | Y | Y | 1.1 |  | 1.3 |  | 6H |  | N
12802 | City of Monroe City - (MO) | 2146 | Monroe (MO) | MO | MONROE | 3 | RE | Natural Gas Internal Combustion Engine | IC | Electric Utility | 1 | 1.1 | 1.1 | 1.1 | NG | DFO | Y | DFO | NG |  |  |  |  | Y | Y | 0.9 |  | 1.1 |  | 6H |  | N
12802 | City of Monroe City - (MO) | 2146 | Monroe (MO) | MO | MONROE | 4 | RE | Natural Gas Internal Combustion Engine | IC | Electric Utility | 1 | 1.1 | 1.1 | 1.1 | NG | DFO | Y | DFO | NG |  |  |  |  | Y | Y | 0.9 |  | 1.1 |  | 6H |  | N
12802 | City of Monroe City - (MO) | 2146 | Monroe (MO) | MO | MONROE | 6 | RE | Natural Gas Internal Combustion Engine | IC | Electric Utility | 1 | 2 | 2 | 2 | NG | DFO | Y | DFO | NG |  |  |  |  | Y | Y | 1.8 |  | 2 |  | 6H |  | N
12802 | City of Monroe City - (MO) | 2146 | Monroe (MO) | MO | MONROE | 7 | RE | Natural Gas Internal Combustion Engine | IC | Electric Utility | 1 | 2.2 | 2.2 | 2.2 | NG | DFO | Y | DFO | NG |  |  |  |  | Y | Y | 1.8 |  | 2.2 |  | 6H |  | N
4527 | City of Crete | 2231 | Crete | NE | Saline | 2 | RE | Natural Gas Internal Combustion Engine | IC | Electric Utility | 1 | 1.3 | 1.3 | 1.3 | NG | DFO | Y | NG | DFO |  |  |  |  | Y | Y | 1.3 |  | 1.3 |  | UNK |  | Y | Y
4527 | City of Crete | 2231 | Crete | NE | Saline | 3 | RE | Natural Gas Internal Combustion Engine | IC | Electric Utility | 1 | 0.9 | 0.8 | 0.9 | NG | DFO | Y | NG | DFO |  |  |  |  | Y | Y | 0.8 |  | 0.9 |  | UNK |  | Y | Y
4527 | City of Crete | 2231 | Crete | NE | Saline | 4 | RE | Natural Gas Internal Combustion Engine | IC | Electric Utility | 1 | 1.1 | 1 | 1.1 | NG | DFO | Y | NG | DFO |  |  |  |  | Y | Y | 1 |  | 1.1 |  | UNK |  | Y | Y
4527 | City of Crete | 2231 | Crete | NE | Saline | 5 | RE | Natural Gas Internal Combustion Engine | IC | Electric Utility | 1 | 2.5 | 2.4 | 2.5 | NG | DFO | Y | NG | DFO |  |  |  |  | Y | Y | 2.4 |  | 2.5 |  | UNK |  | Y | Y
4527 | City of Crete | 2231 | Crete | NE | Saline | 6 | RE | Natural Gas Internal Combustion Engine | IC | Electric Utility | 1 | 3.3 | 3.3 | 3.3 | NG | DFO | Y | NG | DFO |  |  |  |  | Y | Y | 2.8 |  | 3.3 |  | UNK |  | Y | Y
13407 | Nevada Power Co | 2322 | Clark (NVE) | NV | Clark | 1 | RE | Natural Gas Steam Turbine | ST | Electric Utility | 1 | 50 | 42 | 42 | NG | RFO | Y | NG | RFO |  |  |  |  | Y |  | 42 |  | 42 |  | UNK
13407 | Nevada Power Co | 2322 | Clark (NVE) | NV | Clark | 2 | RE | Natural Gas Steam Turbine | ST | Electric Utility | 1 | 65 | 66 | 69 | NG | RFO | N | [6 empty] | Y |  | 66 |  | 66 |  | UNK
13407 | Nevada Power Co | 2322 | Clark (NVE) | NV | Clark | 3 | RE | Natural Gas Steam Turbine | ST | Electric Utility | 1 | 75 | 73 | 81 | NG | RFO | N | [6 empty] | Y |  | 73 |  | 73 |  | UNK
17166 | Sierra Pacific Power Co | 2336 | Tracy | NV | Storey | ST1 | RE | Natural Gas Steam Turbine | ST | Electric Utility | 1 | 50 | 53 | 53 | NG |  | N | [6 empty] | Y | Y | 53 |  | 53 |  | 6H |  | Y |  | Y
17166 | Sierra Pacific Power Co | 2336 | Tracy | NV | Storey | ST2 | RE | Natural Gas Steam Turbine | ST | Electric Utility | 1 | 75 | 83 | 83 | NG |  | N | [6 empty] | Y | Y | 83 |  | 83 |  | 6H |  | Y |  | Y
55768 | RC Cape May Holdings LLC | 2378 | B L England | NJ | Cape May | 1 | RE | Conventional Steam Coal | ST | IPP Non-CHP | 2 | 136 | 113 | 113 | BIT | SUB | Y | BIT | SUB | DFO | TDF |  |  | N
56606 | Calpine New Jersey Generation LLC | 2384 | Deepwater | NJ | Salem | 1 | RE | Natural Gas Steam Turbine | ST | IPP Non-CHP | 2 | 81.6 | 78.9 | 79.5 | NG | DFO | [7 empty] | Y | N |  |  |  |  | UNK |  | Y |  | Y
56606 | Calpine New Jersey Generation LLC | 2384 | Deepwater | NJ | Salem | 6 | RE | Natural Gas Steam Turbine | ST | IPP Non-CHP | 2 | 73.5 | 81.2 | 82 | NG | DFO | [7 empty] | Y | N |  |  |  |  | UNK |  | Y |  | Y
17235 | NRG REMA LLC | 2393 | Gilbert | NJ | Hunterdon | C1 | RE | Natural Gas Fired Combustion Turbine | GT | IPP Non-CHP | 2 | 24 | 20 | 25 | NG | DFO | N | [6 empty] | Y | N | 20 | 20 | 20 | 20 | 1H | 1H | Y | Y | Y
17235 | NRG REMA LLC | 2393 | Gilbert | NJ | Hunterdon | C2 | RE | Natural Gas Fired Combustion Turbine | GT | IPP Non-CHP | 2 | 24 | 22 | 28 | NG | DFO | N | [6 empty] | Y | N | 22 | 20 | 22 | 20 | 1H | 1H | Y | Y | Y
17235 | NRG REMA LLC | 2393 | Gilbert | NJ | Hunterdon | C3 | RE | Natural Gas Fired Combustion Turbine | GT | IPP Non-CHP | 2 | 24 | 22 | 28 | NG | DFO | N | [6 empty] | Y | N | 22 | 20 | 22 | 20 | 1H | 1H | Y | Y | Y
17235 | NRG REMA LLC | 2393 | Gilbert | NJ | Hunterdon | C4 | RE | Natural Gas Fired Combustion Turbine | GT | IPP Non-CHP | 2 | 24 | 22 | 28 | NG | DFO | N | [6 empty] | Y | N | 22 | 20 | 22 | 20 | 1H | 1H | Y | Y | Y
15147 | PSEG Fossil LLC | 2399 | PSEG Burlington Generating Station | NJ | Burlington | 101 | RE | Natural Gas Fired Combined Cycle | CT | IPP Non-CHP | 2 | 44.8 | 49 | 52 | NG | KER | N | [6 empty] | Y |  | 49 |  | 49
15147 | PSEG Fossil LLC | 2399 | PSEG Burlington Generating Station | NJ | Burlington | 102 | RE | Natural Gas Fired Combined Cycle | CT | IPP Non-CHP | 2 | 44.8 | 49 | 52 | NG | KER | N | [6 empty] | Y |  | 49 |  | 49
15147 | PSEG Fossil LLC | 2399 | PSEG Burlington Generating Station | NJ | Burlington | 103 | RE | Natural Gas Fired Combined Cycle | CT | IPP Non-CHP | 2 | 44.8 | 49 | 52 | NG | KER | N | [6 empty] | Y |  | 49 |  | 49
15147 | PSEG Fossil LLC | 2399 | PSEG Burlington Generating Station | NJ | Burlington | 104 | RE | Natural Gas Fired Combined Cycle | CT | IPP Non-CHP | 2 | 44.8 | 49 | 52 | NG | KER | N | [6 empty] | Y |  | 49 |  | 49
15147 | PSEG Fossil LLC | 2399 | PSEG Burlington Generating Station | NJ | Burlington | 105 | RE | Natural Gas Fired Combined Cycle | CA | IPP Non-CHP | 2 | 44.9 | 49 | 52 | NG | KER | N | [6 empty] | Y |  | 49 |  | 49
15147 | PSEG Fossil LLC | 2401 | PSEG Essex Generating Station | NJ | Essex | 101 | RE | Natural Gas Fired Combustion Turbine | GT | IPP Non-CHP | 2 | 41.8 | 43 | 43 | NG | DFO | Y | NG | KER |  |  |  |  | Y | Y | 42 | 43 | 42 | 43 | 1H | 1H | N
15147 | PSEG Fossil LLC | 2401 | PSEG Essex Generating Station | NJ | Essex | 102 | RE | Natural Gas Fired Combustion Turbine | GT | IPP Non-CHP | 2 | 41.8 | 43 | 43 | NG | DFO | Y | NG | KER |  |  |  |  | Y | Y | 42 | 43 | 42 | 43 | 1H | 1H | N
15147 | PSEG Fossil LLC | 2401 | PSEG Essex Generating Station | NJ | Essex | 103 | RE | Natural Gas Fired Combustion Turbine | GT | IPP Non-CHP | 2 | 41.8 | 43 | 43 | NG | DFO | Y | NG | KER |  |  |  |  | Y | Y | 42 | 43 | 42 | 43 | 1H | 1H | N
15147 | PSEG Fossil LLC | 2401 | PSEG Essex Generating Station | NJ | Essex | 104 | RE | Natural Gas Fired Combustion Turbine | GT | IPP Non-CHP | 2 | 41.8 | 43 | 43 | NG | DFO | Y | NG | KER |  |  |  |  | Y | N | 42 | 43 | 42 | 43 | 1H | 1H | N
15147 | PSEG Fossil LLC | 2403 | PSEG Hudson Generating Station | NJ | Hudson | 1 | RE | Natural Gas Steam Turbine | ST | IPP Non-CHP | 2 | 454.7 | 182.8 |  | NG | RFO | N | [6 empty] | Y | Y | 383 |  | 383 |  |  |  | N
15147 | PSEG Fossil LLC | 2404 | PSEG Kearny Generating Station | NJ | Hudson | 10 | RE | Natural Gas Fired Combustion Turbine | GT | IPP Non-CHP | 2 | 146.2 | 122 |  | NG | DFO | N | [6 empty] | Y | N | 134 |  | 134 |  |  |  | N
15147 | PSEG Fossil LLC | 2404 | PSEG Kearny Generating Station | NJ | Hudson | 11 | RE | Natural Gas Fired Combustion Turbine | GT | IPP Non-CHP | 2 | 146.2 | 128 |  | NG | DFO | N | [6 empty] | Y | N | 134 |  | 134 |  |  |  | N
15296 | New York Power Authority | 2491 | Charles Poletti | NY | Queens | 6 | RE | Petroleum Liquids | ST | Electric Utility | 1 | 883 | 847 | 831 | RFO | NG | N | [6 empty] | Y | Y | 847 |  | 847 |  | 24H |  | N
4226 | Consolidated Edison Co-NY Inc | 2496 | Hudson Avenue | NY | Kings | 10 | RE | Petroleum Liquids | ST | Electric Utility | 1 | 60 | 64.3 | 65 | RFO | NG | N | [6 empty] | Y |  | 60 |  | 59 |  |  |  | N
10023 | TC Ravenswood LLC | 2500 | Ravenswood | NY | Queens | GT8 | RE | Natural Gas Fired Combustion Turbine | GT | IPP Non-CHP | 2 | 25 |  |  | NG | KER | N | [6 empty] | Y | Y | [6 empty] | N
4226 | Consolidated Edison Co-NY Inc | 2502 | Waterside | NY | New York | 6 | RE | Petroleum Liquids | ST | Electric Utility | 1 | 74.8 | 69 | 68 | RFO | NG | N | [6 empty] | Y |  | 68 |  | 59 |  |  |  | N
4226 | Consolidated Edison Co-NY Inc | 2502 | Waterside | NY | New York | 8 | RE | Petroleum Liquids | ST | Electric Utility | 1 | 62.5 | 49.8 | 49.6 | RFO | NG | N | [6 empty] | Y |  | 48 |  | 45 |  |  |  | N
4226 | Consolidated Edison Co-NY Inc | 2502 | Waterside | NY | New York | 9 | RE | Petroleum Liquids | ST | Electric Utility | 1 | 62.5 | 48.4 | 49.4 | RFO | NG | N | [6 empty] | Y |  | 48 |  | 45 |  |  |  | N
25 | Greenidge Generation Holdings LLC | 2527 | Greenidge Generation LLC | NY | Yates | 3 | RE | Conventional Steam Coal | ST | IPP Non-CHP | 2 | 50 | 52 | 48.9 | BIT | NG | Y | BIT | NG
14294 | PSEG Power New York Inc | 2539 | Bethlehem Energy Center | NY | Albany | 1 | RE | Natural Gas Steam Turbine | ST | IPP Non-CHP | 2 | 100 | 90 | 95 | NG | RFO | Y | NG | RFO |  |  |  |  | Y |  | 90 |  | 90
14294 | PSEG Power New York Inc | 2539 | Bethlehem Energy Center | NY | Albany | 2 | RE | Natural Gas Steam Turbine | ST | IPP Non-CHP | 2 | 100 | 90 | 94 | NG | RFO | Y | NG | RFO |  |  |  |  | Y |  | 90 |  | 90
14294 | PSEG Power New York Inc | 2539 | Bethlehem Energy Center | NY | Albany | 3 | RE | Natural Gas Steam Turbine | ST | IPP Non-CHP | 2 | 100 | 91 | 96 | NG | RFO | Y | NG | RFO |  |  |  |  | Y |  | 90 |  | 90
14294 | PSEG Power New York Inc | 2539 | Bethlehem Energy Center | NY | Albany | 4 | RE | Natural Gas Steam Turbine | ST | IPP Non-CHP | 2 | 100 | 94 | 91 | NG | RFO | Y | NG | RFO |  |  |  |  | Y |  | 90 |  | 90
12792 | NRG New York LLC | 2629 | Lovett | NY | Rockland | 3 | RE | Natural Gas Steam Turbine | ST | IPP Non-CHP | 2 | 69 | 69 | 67 | NG | RFO | Y | NG | RFO |  |  |  |  | Y |  | 69 |  | 69
12792 | NRG New York LLC | 2629 | Lovett | NY | Rockland | 4 | RE | Conventional Steam Coal | ST | IPP Non-CHP | 2 | 179.5 | 172 | 165.3 | BIT | NG | Y | NG | RFO | BIT |  |  |  | Y |  | 172 |  | 172 |  | 24H
12792 | NRG New York LLC | 2629 | Lovett | NY | Rockland | 5 | RE | Conventional Steam Coal | ST | IPP Non-CHP | 2 | 200.6 | 191 | 185.5 | BIT | NG | Y | NG | RFO | BIT |  |  |  | N
5416 | Duke Energy Carolinas, LLC | 2720 | Buck | NC | Rowan | 7 | RE | Natural Gas Fired Combustion Turbine | GT | Electric Utility | 1 | 34.8 | 25 | 30 | NG | DFO | N | [6 empty] | Y | N | 31 |  | 31 |  |  |  | Y | Y
5416 | Duke Energy Carolinas, LLC | 2720 | Buck | NC | Rowan | 8 | RE | Natural Gas Fired Combustion Turbine | GT | Electric Utility | 1 | 34.8 | 25 | 30 | NG | DFO | N | [6 empty] | Y | N | 31 |  | 31 |  |  |  | Y | Y
5416 | Duke Energy Carolinas, LLC | 2720 | Buck | NC | Rowan | 9 | RE | Natural Gas Fired Combustion Turbine | GT | Electric Utility | 1 | 34.8 | 12 | 15 | NG | DFO | N | [6 empty] | Y | N | 31 |  | 31 |  |  |  | Y | Y
5416 | Duke Energy Carolinas, LLC | 2723 | Dan River | NC | Rockingham | 4 | RE | Natural Gas Fired Combustion Turbine | GT | Electric Utility | 1 | 35.2 | 24 | 31 | NG | DFO | N | [6 empty] | Y | N | 30 |  | 30 |  |  |  | Y | Y
5416 | Duke Energy Carolinas, LLC | 2723 | Dan River | NC | Rockingham | 5 | RE | Natural Gas Fired Combustion Turbine | GT | Electric Utility | 1 | 35.2 | 24 | 31 | NG | DFO | N | [6 empty] | Y | N | 30 |  | 30 |  |  |  | Y | Y
5416 | Duke Energy Carolinas, LLC | 2723 | Dan River | NC | Rockingham | 6 | RE | Natural Gas Fired Combustion Turbine | GT | Electric Utility | 1 | 27.4 | 24 | 31 | NG | DFO | N | [6 empty] | Y | N | 25 |  | 25 |  |  |  | Y | Y
5416 | Duke Energy Carolinas, LLC | 2732 | Riverbend | NC | Gaston | 10 | RE | Natural Gas Fired Combustion Turbine | GT | Electric Utility | 1 | 33.8 | 22 | 30 | NG | DFO | N | [6 empty] | Y | N | 30 |  | 30 |  |  |  | Y | Y
5416 | Duke Energy Carolinas, LLC | 2732 | Riverbend | NC | Gaston | 11 | RE | Natural Gas Fired Combustion Turbine | GT | Electric Utility | 1 | 33.8 | 20 | 30 | NG | DFO | N | [6 empty] | Y | N | 30 |  | 30 |  |  |  | Y | Y
5416 | Duke Energy Carolinas, LLC | 2732 | Riverbend | NC | Gaston | 8 | RE | Natural Gas Fired Combustion Turbine | GT | Electric Utility | 1 | 33.8 | 20 | 20 | NG | DFO | N | [6 empty] | Y | N | 30 |  | 30 |  |  |  | Y | Y
5416 | Duke Energy Carolinas, LLC | 2732 | Riverbend | NC | Gaston | 9 | RE | Natural Gas Fired Combustion Turbine | GT | Electric Utility | 1 | 33.8 | 22 | 30 | NG | DFO | N | [6 empty] | Y | N | 30 |  | 30 |  |  |  | Y | Y
13949 | City of Oberlin - (OH) | 2933 | Oberlin (OH) | OH | Lorain | 5 | RE | Natural Gas Internal Combustion Engine | IC | Electric Utility | 1 | 2 | 2 | 2 | NG | DFO | N | [6 empty] | Y | Y | 1.75 | 1.75 | 2 | 2 | 1H | 1H | N
22001 | Sunbury Generation LP | 3152 | Sunbury Generation LP | PA | Snyder | 1 | RE | Conventional Steam Coal | ST | IPP Non-CHP | 2 | 89.1 | 80 | 80 | BIT | WC | Y | BIT | WC | PC |  |  |  | N
22001 | Sunbury Generation LP | 3152 | Sunbury Generation LP | PA | Snyder | 2 | RE | Conventional Steam Coal | ST | IPP Non-CHP | 2 | 89.1 | 80 | 80 | BIT | WC | Y | BIT | WC | PC |  |  |  | N
6035 | Exelon Power | 3159 | Cromby Generating Station | PA | Chester | 2 | RE | Petroleum Liquids | ST | IPP Non-CHP | 2 | 230 | 201 | 211 | RFO | NG | Y | NG | RFO |  |  |  |  | Y | Y | 201 |  | 202 |  |  |  | Y |  |  | Y
5416 | Duke Energy Carolinas, LLC | 3264 | W S Lee | SC | Anderson | 4 | RE | Natural Gas Fired Combustion Turbine | GT | Electric Utility | 1 | 35.1 | 30 | 30 | NG | DFO | N | [6 empty] | Y |  | 30 |  | 30
5416 | Duke Energy Carolinas, LLC | 3264 | W S Lee | SC | Anderson | 5 | RE | Natural Gas Fired Combustion Turbine | GT | Electric Utility | 1 | 35.1 | 30 | 30 | NG | DFO | N | [6 empty] | Y |  | 30 |  | 30
5416 | Duke Energy Carolinas, LLC | 3264 | W S Lee | SC | Anderson | 6 | RE | Natural Gas Fired Combustion Turbine | GT | Electric Utility | 1 | 35.1 | 30 | 30 | NG | DFO | N | [6 empty] | Y |  | 30 |  | 30
17539 | South Carolina Electric&Gas Company | 3277 | Burton | SC | Beaufort | 1 | RE | Natural Gas Fired Combustion Turbine | GT | Electric Utility | 1 | 11.5 | 9 | 10 | NG | DFO | Y | NG | DFO |  |  |  |  | Y |  | 9 |  | 9 |  |  |  | Y |  |  | Y
17539 | South Carolina Electric&Gas Company | 3277 | Burton | SC | Beaufort | 2 | RE | Natural Gas Fired Combustion Turbine | GT | Electric Utility | 1 | 11.5 | 9 | 10 | NG | DFO | Y | NG | DFO |  |  |  |  | Y |  | 9 |  | 9 |  |  |  | Y |  |  | Y
17539 | South Carolina Electric&Gas Company | 3277 | Burton | SC | Beaufort | 3 | RE | Natural Gas Fired Combustion Turbine | GT | Electric Utility | 1 | 11.5 | 9 | 10 | NG | DFO | Y | NG | DFO |  |  |  |  | Y |  | 9 |  | 9 |  |  |  | Y |  |  | Y
19545 | Black Hills Power, Inc. d/b/a | 3325 | Ben French | SD | Pennington | ST1 | RE | Conventional Steam Coal | ST | Electric Utility | 1 | 25 | 21.6 | 21.6 | SUB | DFO | Y | SUB | DFO | NG |  |  |  | Y | Y | 21.6 | 21.6 | 21.6 | 21.6 | 1H | 1H | Y | Y |  | Y
13809 | NorthWestern Energy - (SD) | 3347 | Redfield | SD | Spink | 1 | RE | Natural Gas Internal Combustion Engine | IC | Electric Utility | 1 | 1.3 | 1.3 | 1.3 | NG | DFO | N | [6 empty] | Y | Y | 1 |  | 1 |  | 1H | 1H | Y | Y
13809 | NorthWestern Energy - (SD) | 3347 | Redfield | SD | Spink | 2 | RE | Natural Gas Internal Combustion Engine | IC | Electric Utility | 1 | 1.3 | 1.3 | 1.3 | NG | DFO | N | [6 empty] | Y | Y | 1 |  | 1 |  | 1H | 1H | Y | Y
13809 | NorthWestern Energy - (SD) | 3347 | Redfield | SD | Spink | 3 | RE | Natural Gas Internal Combustion Engine | IC | Electric Utility | 1 | 1.3 | 1.3 | 1.3 | NG | DFO | N | [6 empty] | Y | Y | 1 |  | 1 |  | 1H | 1H | Y | Y
54907 | ReNu Power Holdings LLC | 3438 | J L Bates | TX | Hidalgo | 1 | RE | Natural Gas Steam Turbine | ST | IPP Non-CHP | 2 | 75 | 72 | 72 | NG | DFO | Y | NG | DFO |  |  |  |  | N |  | 72 |  | 60
54907 | ReNu Power Holdings LLC | 3438 | J L Bates | TX | Hidalgo | 2 | RE | Natural Gas Steam Turbine | ST | IPP Non-CHP | 2 | 113.7 | 110 | 110 | NG | DFO | Y | NG | DFO |  |  |  |  | N |  | 110 |  | 102
55983 | Luminant Generation Company LLC | 3454 | North Lake | TX | Dallas | 1 | RE | Natural Gas Steam Turbine | ST | IPP Non-CHP | 2 | 176.8 | 175 | 175 | NG | DFO | Y | NG | DFO
55983 | Luminant Generation Company LLC | 3454 | North Lake | TX | Dallas | 2 | RE | Natural Gas Steam Turbine | ST | IPP Non-CHP | 2 | 170.4 | 175 | 175 | NG | DFO | Y | NG | DFO
55983 | Luminant Generation Company LLC | 3454 | North Lake | TX | Dallas | 3 | RE | Natural Gas Steam Turbine | ST | IPP Non-CHP | 2 | 361.3 | 365 | 365 | NG | DFO | Y | NG | DFO
55983 | Luminant Generation Company LLC | 3489 | Eagle Mountain | TX | Tarrant | 1 | RE | Natural Gas Steam Turbine | ST | IPP Non-CHP | 2 | 122.5 | 115 | 115 | NG | RFO | Y | NG | RFO
55983 | Luminant Generation Company LLC | 3489 | Eagle Mountain | TX | Tarrant | 2 | RE | Natural Gas Steam Turbine | ST | IPP Non-CHP | 2 | 187.5 | 175 | 175 | NG | RFO | Y | NG | RFO
55983 | Luminant Generation Company LLC | 3492 | Morgan Creek | TX | Mitchell | 2 | RE | Natural Gas Steam Turbine | ST | IPP Non-CHP | 2 | 18.4 | 17.5 | 17.5 | NG | RFO | Y | NG | RFO
55983 | Luminant Generation Company LLC | 3492 | Morgan Creek | TX | Mitchell | 3 | RE | Natural Gas Steam Turbine | ST | IPP Non-CHP | 2 | 46 | 43 | 42 | NG | RFO | Y | NG | RFO
55983 | Luminant Generation Company LLC | 3492 | Morgan Creek | TX | Mitchell | 4 | RE | Natural Gas Steam Turbine | ST | IPP Non-CHP | 2 | 75 | 70 | 77 | NG | RFO | Y | NG | RFO
55983 | Luminant Generation Company LLC | 3492 | Morgan Creek | TX | Mitchell | 5 | RE | Natural Gas Steam Turbine | ST | IPP Non-CHP | 2 | 170.4 | 175 | 175 | NG | RFO | Y | NG | RFO
55983 | Luminant Generation Company LLC | 3492 | Morgan Creek | TX | Mitchell | 6 | RE | Natural Gas Steam Turbine | ST | IPP Non-CHP | 2 | 517.5 | 511 | 511 | NG | RFO | Y | NG | RFO
59588 | Lake Creek 3 Power Company LLC | 3502 | Lake Creek | TX | McLennan | ST1 | RE | Natural Gas Steam Turbine | ST | IPP Non-CHP | 2 | 79.6 | 87 | 87 | NG | DFO | Y | NG | DFO |  |  |  |  | N
59588 | Lake Creek 3 Power Company LLC | 3502 | Lake Creek | TX | McLennan | ST2 | RE | Natural Gas Steam Turbine | ST | IPP Non-CHP | 2 | 236 | 230 | 230 | NG | DFO | Y | NG | DFO |  |  |  |  | N
56881 | Valley NG Power Company LLC | 3508 | Valley (TX) | TX | Fannin | 1 | RE | Natural Gas Steam Turbine | ST | IPP Non-CHP | 2 | 198.9 | 174 | 174 | NG | DFO | Y | NG | DFO |  |  |  |  | Y | Y | 174 | 174 | 156 | 156 | UNK | UNK | N
56881 | Valley NG Power Company LLC | 3508 | Valley (TX) | TX | Fannin | 2 | RE | Natural Gas Steam Turbine | ST | IPP Non-CHP | 2 | 580.5 | 520 | 520 | NG | DFO | Y | NG | DFO |  |  |  |  | Y | Y | 520 | 520 | 468 | 468 | UNK | UNK | N
6958 | City of Garland - (TX) | 3574 | C E Newman | TX | Dallas | 3 | RE | Natural Gas Steam Turbine | ST | Electric Utility | 1 | 18.7 | 17 | 17 | NG | DFO | Y | NG | DFO
6958 | City of Garland - (TX) | 3574 | C E Newman | TX | Dallas | 4 | RE | Natural Gas Steam Turbine | ST | Electric Utility | 1 | 18.7 | 18 | 18 | NG | DFO | Y | NG | DFO
2172 | Brazos Electric Power Coop Inc | 3627 | North Texas | TX | Parker | 1 | RE | Natural Gas Steam Turbine | ST | Electric Utility | 1 | 16.5 | 16.5 | 16.5 | NG | DFO | Y | NG | DFO |  |  |  |  | Y | Y | 16.5 |  | 16.5 |  | 6H | 6H | N
2172 | Brazos Electric Power Coop Inc | 3627 | North Texas | TX | Parker | 2 | RE | Natural Gas Steam Turbine | ST | Electric Utility | 1 | 16.5 | 16.5 | 16.5 | NG | DFO | Y | NG | DFO |  |  |  |  | Y | Y | 16.5 |  | 16.5 |  | 6H | 6H | N
2172 | Brazos Electric Power Coop Inc | 3627 | North Texas | TX | Parker | 3 | RE | Natural Gas Steam Turbine | ST | Electric Utility | 1 | 38 | 38 | 38 | NG | DFO | Y | NG | DFO |  |  |  |  | Y | Y | 38 |  | 38 |  |  |  | N
17583 | South Texas Electric Coop, Inc | 3631 | Sam Rayburn | TX | Victoria | 3 | RE | Natural Gas Steam Turbine | ST | Electric Utility | 1 | 25 | 22 | 22 | NG | DFO | Y | NG | DFO |  |  |  |  | Y | Y | 22 |  | 22 |  |  |  | N
2010 | City of Bountiful | 3665 | Bountiful City | UT | Davis | 2 | RE | Natural Gas Internal Combustion Engine | IC | Electric Utility | 1 | 1.2 | 1.2 | 1.2 | NG | DFO | Y | DFO | NG |  |  |  |  | Y | Y | 1.2 |  | 1 |  |  |  | Y | Y | Y
2010 | City of Bountiful | 3665 | Bountiful City | UT | Davis | 3 | RE | Natural Gas Internal Combustion Engine | IC | Electric Utility | 1 | 1.2 | 1.2 | 1.2 | NG | DFO | Y | DFO | NG |  |  |  |  | Y | Y | 1.2 |  | 1 |  |  |  | Y | Y | Y
2010 | City of Bountiful | 3665 | Bountiful City | UT | Davis | 4 | RE | Natural Gas Internal Combustion Engine | IC | Electric Utility | 1 | 1 | 1 | 1 | NG | DFO | Y | NG | DFO |  |  |  |  | Y | Y | 1 |  | 1 |  |  |  | Y | Y | Y
2010 | City of Bountiful | 3665 | Bountiful City | UT | Davis | 5 | RE | Natural Gas Internal Combustion Engine | IC | Electric Utility | 1 | 1 | 1 | 1 | NG | DFO | Y | NG | DFO |  |  |  |  | Y | Y | 1 |  | 1 |  |  |  | Y | Y | Y
2010 | City of Bountiful | 3665 | Bountiful City | UT | Davis | 6 | RE | Natural Gas Internal Combustion Engine | IC | Electric Utility | 1 | 2.5 | 2.5 | 2.5 | NG | DFO | Y | NG | DFO |  |  |  |  | Y | Y | 2.5 |  | 1 |  |  |  | Y | Y | Y
2010 | City of Bountiful | 3665 | Bountiful City | UT | Davis | IC8 | RE | Natural Gas Internal Combustion Engine | IC | Electric Utility | 1 | 7 | 7 | 7 | NG | DFO | Y | NG | DFO |  |  |  |  | Y | Y | 7 |  | 6 |  | 1H | 1H | Y | Y | Y
18429 | City of Tacoma - (WA) | 3920 | Steam plant | WA | Pierce | 1 | RE | Wood/Wood Waste Biomass | ST | Electric Utility | 1 | 25 | 25 | 25 | WDS | MSW | Y | WDS | BIT | WO | DFO | MSW
18429 | City of Tacoma - (WA) | 3920 | Steam plant | WA | Pierce | 2 | RE | Wood/Wood Waste Biomass | ST | Electric Utility | 1 | 25 | 25 | 25 | WDS | MSW | Y | WDS | BIT | WO | DFO | MSW
12796 | Monongahela Power Co | 3942 | FirstEnergy Albright | WV | Preston | 3 | RE | Conventional Steam Coal | ST | Electric Utility | 1 | 140.2 | 137 | 140 | BIT | WDS | Y | BIT | WDS
11479 | Madison Gas & Electric Co | 3992 | Blount Street | WI | Dane | 1 | RE | Conventional Steam Coal | ST | Electric Utility | 1 | 10 | 6.8 | 7.2 | BIT | NG | Y | BIT | NG |  |  |  |  | Y |  | 6.8 |  | 6.8 |  | UNK
11479 | Madison Gas & Electric Co | 3992 | Blount Street | WI | Dane | 3 | RE | Conventional Steam Coal | ST | Electric Utility | 1 | 34.5 | 30.1 | 30.1 | BIT | NG | Y | BIT | NG |  |  |  |  | Y | Y | 30.1 |  | 30.1 |  | UNK |  | Y |  | Y
11479 | Madison Gas & Electric Co | 3992 | Blount Street | WI | Dane | 4 | RE | Conventional Steam Coal | ST | Electric Utility | 1 | 20 | 12 | 12 | BIT | NG | Y | BIT | NG |  |  |  |  | Y | Y | 12 |  | 12 |  | UNK |  | Y |  | Y
11479 | Madison Gas & Electric Co | 3992 | Blount Street | WI | Dane | 5 | RE | Conventional Steam Coal | ST | Electric Utility | 1 | 23 | 22.9 | 22.9 | BIT | NG | Y | BIT | NG |  |  |  |  | Y | Y | 22.9 |  | 22.9 |  | UNK |  | Y |  | Y
20856 | Wisconsin Power & Light Co | 4050 | Edgewater | WI | Sheboygan | 3 | RE | Conventional Steam Coal | ST | Electric Utility | 1 | 69 | 47.2 | 48.7 | SUB |  | Y | TDF | [5 empty] | N
20856 | Wisconsin Power & Light Co | 4057 | Rock River | WI | Rock | 1 | RE | Natural Gas Steam Turbine | ST | Electric Utility | 1 | 75 | 72.9 | 75 | NG | SUB | [7 empty] | Y
20860 | Wisconsin Public Service Corp | 4072 | Pulliam | WI | Brown | 3 | RE | Conventional Steam Coal | ST | Electric Utility | 1 | 30 | 25.8 | 25.8 | SUB | NG | Y | SUB | NG
20860 | Wisconsin Public Service Corp | 4072 | Pulliam | WI | Brown | 4 | RE | Conventional Steam Coal | ST | Electric Utility | 1 | 30 | 30.1 | 30.1 | SUB | NG | Y | SUB | NG
20860 | Wisconsin Public Service Corp | 4072 | Pulliam | WI | Brown | 5 | RE | Conventional Steam Coal | ST | Electric Utility | 1 | 50 | 47.7 | 48.2 | SUB | NG | Y | SUB | NG
20860 | Wisconsin Public Service Corp | 4072 | Pulliam | WI | Brown | 6 | RE | Conventional Steam Coal | ST | Electric Utility | 1 | 69 | 69.8 | 71 | SUB | NG | Y | SUB | NG
20860 | Wisconsin Public Service Corp | 4078 | Weston | WI | Marathon | 1 | RE | Conventional Steam Coal | ST | Electric Utility | 1 | 60 | 50.7 | 51.3 | SUB | NG | Y | SUB | NG
11571 | Manitowoc Public Utilities | 4125 | Manitowoc | WI | Manitowoc | IC1 | RE | Natural Gas Internal Combustion Engine | IC | Electric Utility | 1 | 5.5 | 5 | 5 | NG | DFO | Y | NG | DFO |  |  |  |  | Y | Y | 5 |  | 5 |  |  |  | N
6958 | City of Garland - (TX) | 4266 | Spencer | TX | Denton | 1 | RE | Natural Gas Steam Turbine | ST | Electric Utility | 1 | 12.6 | 12 | 12 | NG | DFO | Y | NG | DFO |  |  |  |  | Y |  | 12 |  | 12 |  |  |  | N
6958 | City of Garland - (TX) | 4266 | Spencer | TX | Denton | 2 | RE | Natural Gas Steam Turbine | ST | Electric Utility | 1 | 12.6 | 12 | 12 | NG | DFO | Y | NG | DFO |  |  |  |  | Y |  | 12 |  | 12
6958 | City of Garland - (TX) | 4266 | Spencer | TX | Denton | 3 | RE | Natural Gas Steam Turbine | ST | Electric Utility | 1 | 22 | 22 | 22 | NG | DFO | Y | NG | DFO |  |  |  |  | Y |  | 22 |  | 22
9996 | City of Kansas City - (KS) | 6064 | Nearman Creek | KS | Wyandotte | CT5 | IP | Natural Gas Fired Combustion Turbine | GT | Electric Utility | 1 | 55 | 45 | 45 | NG | DFO | N | [6 empty] | Y | Y | 45 |  | 45 |  |  |  | Y | Y | Y
11806 | Massachusetts Mun Wholes Electric Co | 6081 | Stony Brook | MA | Hampden | 3A | IP | Natural Gas Fired Combined Cycle | CC | Electric Utility | 1 | 302 | 289 | 293 | NG | DFO | N | [6 empty] | Y | Y | 289 |  | 260 |  |  |  | Y |  | Y
6452 | Florida Power & Light Co | 6246 | Putnam | FL | Putnam | 1GT1 | RE | Natural Gas Fired Combined Cycle | CT | Electric Utility | 1 | 85 |  |  | NG | DFO | N | [6 empty] | Y | Y | 85 |  | 85 |  | 1H |  | N
6452 | Florida Power & Light Co | 6246 | Putnam | FL | Putnam | 1GT2 | RE | Natural Gas Fired Combined Cycle | CT | Electric Utility | 1 | 85 |  |  | NG | DFO | N | [6 empty] | Y | Y | 85 |  | 85 |  | 1H |  | N
6452 | Florida Power & Light Co | 6246 | Putnam | FL | Putnam | 1ST | RE | Natural Gas Fired Combined Cycle | CA | Electric Utility | 1 | 120 | 249 | 265 | NG | DFO | N | [6 empty] | Y | Y | 249 |  | 249 |  | 1H |  | N
6452 | Florida Power & Light Co | 6246 | Putnam | FL | Putnam | 2GT1 | RE | Natural Gas Fired Combined Cycle | CT | Electric Utility | 1 | 85 |  |  | NG | DFO | N | [6 empty] | Y | Y | 85 |  | 85 |  | 1H |  | N
6452 | Florida Power & Light Co | 6246 | Putnam | FL | Putnam | 2GT2 | RE | Natural Gas Fired Combined Cycle | CT | Electric Utility | 1 | 85 |  |  | NG | DFO | N | [6 empty] | Y | Y | 85 |  | 85 |  | 1H |  | N
6452 | Florida Power & Light Co | 6246 | Putnam | FL | Putnam | 2ST | RE | Natural Gas Fired Combined Cycle | CA | Electric Utility | 1 | 120 | 249 | 265 | NG | DFO | N | [6 empty] | Y | Y | 249 |  | 249 |  | 1H |  | N
20214 | Waverly Municipal Elec Utility | 6554 | Waverly Municipal Electric North Plant | IA | Bremer | 5 | RE | Natural Gas Internal Combustion Engine | IC | Electric Utility | 1 | 1.2 | 1.2 | 1.2 | NG | DFO | N | [6 empty] | Y | Y | 1.2 |  | 1.2 |  | 1H |  | Y | Y
20214 | Waverly Municipal Elec Utility | 6554 | Waverly Municipal Electric North Plant | IA | Bremer | 6 | RE | Natural Gas Internal Combustion Engine | IC | Electric Utility | 1 | 1.3 | 1.3 | 1.3 | NG | DFO | N | [6 empty] | Y | Y | 1.3 |  | 1.3 |  | 1H |  | Y | Y
56598 | Major Oak Power, LLC | 7030 | Major Oak Power | TX | Robertson | 3 | IP | Conventional Steam Coal | ST | IPP Non-CHP | 2 | 600 | 600 | 600 | LIG |  | Y
11626 | City of Marceline - (MO) | 7470 | Marceline | MO | Linn | 3 | RE | Petroleum Liquids | IC | Electric Utility | 1 | 1.2 | 1.2 | 1.2 | DFO | NG | Y | DFO | NG | [6 empty] | 1.2 |  | 1.2
11626 | City of Marceline - (MO) | 7470 | Marceline | MO | Linn | 4 | RE | Petroleum Liquids | IC | Electric Utility | 1 | 0.4 | 0.4 | 0.4 | DFO | NG | Y | DFO | NG | [6 empty] | 0.4 |  | 0.4
3046 | Duke Energy Progress - (NC) | 7539 | NA 1 (NC) | NC | NOT IN FILE | CCE1 | IP | Natural Gas Fired Combined Cycle | CC | Electric Utility | 1 | 557 | 474 | 557 | NG | DFO | [7 empty] | Y |  | 474 |  | 474
3046 | Duke Energy Progress - (NC) | 7539 | NA 1 (NC) | NC | NOT IN FILE | CCW1 | IP | Natural Gas Fired Combined Cycle | CC | Electric Utility | 1 | 278 | 237 | 278 | NG | DFO | [7 empty] | Y |  | 237 |  | 237 |  | UNK
3046 | Duke Energy Progress - (NC) | 7539 | NA 1 (NC) | NC | NOT IN FILE | CT1 | IP | Natural Gas Fired Combustion Turbine | GT | Electric Utility | 1 | 195 | 153 | 195 | NG | DFO | [7 empty] | Y |  | 153 |  | 153 |  | UNK
3046 | Duke Energy Progress - (NC) | 7539 | NA 1 (NC) | NC | NOT IN FILE | CT2 | IP | Natural Gas Fired Combustion Turbine | GT | Electric Utility | 1 | 195 | 153 | 195 | NG | DFO | [7 empty] | Y |  | 175 |  | 175 |  | UNK
10273 | Kimberly-Clark Corp | 7627 | Everett Cogen | WA | Snohomish | 1 | RE | Wood/Wood Waste Biomass | ST | IPP CHP | 3 | 42 | 36 | 26 | WDS | NG | Y | WDS | NG | DFO |  |  |  | Y | Y | 36 |  | 26 |  | UNK |  | Y | Y
9417 | Interstate Power and Light Co | 7706 | Agency GT | IA | DES MOINES | 1 | RE | Natural Gas Fired Combustion Turbine | GT | Electric Utility | 1 | 19.7 | 15.8 | 18.7 | NG | DFO | Y | DFO | NG |  |  |  |  | Y | N | 15.9 |  | 15.9 |  |  |  | N
9417 | Interstate Power and Light Co | 7706 | Agency GT | IA | DES MOINES | 2 | RE | Natural Gas Fired Combustion Turbine | GT | Electric Utility | 1 | 19.7 | 15.5 | 18.4 | NG | DFO | Y | DFO | NG |  |  |  |  | Y | N | 16.5 |  | 16.5 |  |  |  | N
9417 | Interstate Power and Light Co | 7706 | Agency GT | IA | DES MOINES | 3 | RE | Natural Gas Fired Combustion Turbine | GT | Electric Utility | 1 | 19.7 | 12.2 | 14.5 | NG | DFO | Y | DFO | NG |  |  |  |  | Y | N | 16.4 |  | 16.4 |  |  |  | N
9417 | Interstate Power and Light Co | 7706 | Agency GT | IA | DES MOINES | 4 | RE | Natural Gas Fired Combustion Turbine | GT | Electric Utility | 1 | 19.7 | 16.6 | 19.6 | NG | DFO | Y | DFO | NG |  |  |  |  | Y | N | 16.2 |  | 16.2 |  |  |  | N
4716 | Dairyland Power Coop | 7863 | Elk Mound | WI | Chippewa | 3 | IP | Natural Gas Fired Combustion Turbine | GT | Electric Utility | 1 | 35.5 | 35.5 | 45 | NG | DFO | N | [6 empty] | Y | Y | [6 empty] | Y | Y | Y
4716 | Dairyland Power Coop | 7863 | Elk Mound | WI | Chippewa | 4 | IP | Natural Gas Fired Combustion Turbine | GT | Electric Utility | 1 | 35.5 | 35.5 | 45 | NG | DFO | N | [6 empty] | Y | Y | [6 empty] | Y | Y | Y
55983 | Luminant Generation Company LLC | 8063 | DeCordova Steam Electric Station | TX | Hood | 1 | RE | Natural Gas Steam Turbine | ST | IPP Non-CHP | 2 | 799.2 | 771 | 771 | NG | DFO | Y | NG | DFO
17235 | NRG REMA LLC | 8227 | Glen Gardner | NJ | Hunterdon | 1 | RE | Natural Gas Fired Combustion Turbine | GT | IPP Non-CHP | 2 | 20 | 18 | 18 | NG | DFO | N | [6 empty] | Y | Y | 20 | 20 | 20 | 20 | 1H | 1H | Y |  | Y
17235 | NRG REMA LLC | 8227 | Glen Gardner | NJ | Hunterdon | 2 | RE | Natural Gas Fired Combustion Turbine | GT | IPP Non-CHP | 2 | 20 | 18 | 18 | NG | DFO | N | [6 empty] | Y | Y | 20 | 20 | 20 | 20 | 1H | 1H | Y |  | Y
17235 | NRG REMA LLC | 8227 | Glen Gardner | NJ | Hunterdon | 3 | RE | Natural Gas Fired Combustion Turbine | GT | IPP Non-CHP | 2 | 19.6 | 18 | 18 | NG | DFO | N | [6 empty] | Y | Y | 20 | 20 | 20 | 20 | 1H | 1H | Y |  | Y
17235 | NRG REMA LLC | 8227 | Glen Gardner | NJ | Hunterdon | 4 | RE | Natural Gas Fired Combustion Turbine | GT | IPP Non-CHP | 2 | 20 | 18 | 18 | NG | DFO | N | [6 empty] | Y | Y | 20 | 20 | 20 | 20 | 1H | 1H | Y |  | Y
17235 | NRG REMA LLC | 8227 | Glen Gardner | NJ | Hunterdon | 5 | RE | Natural Gas Fired Combustion Turbine | GT | IPP Non-CHP | 2 | 20 | 18 | 18 | NG | DFO | N | [6 empty] | Y | Y | 20 | 20 | 20 | 20 | 1H | 1H | Y |  | Y
17235 | NRG REMA LLC | 8227 | Glen Gardner | NJ | Hunterdon | 6 | RE | Natural Gas Fired Combustion Turbine | GT | IPP Non-CHP | 2 | 20 | 18 | 18 | NG | DFO | N | [6 empty] | Y | Y | 20 | 20 | 20 | 20 | 1H | 1H | Y |  | Y
17235 | NRG REMA LLC | 8227 | Glen Gardner | NJ | Hunterdon | 7 | RE | Natural Gas Fired Combustion Turbine | GT | IPP Non-CHP | 2 | 20 | 18 | 18 | NG | DFO | N | [6 empty] | Y | Y | 20 | 20 | 20 | 20 | 1H | 1H | Y |  | Y
17235 | NRG REMA LLC | 8227 | Glen Gardner | NJ | Hunterdon | 8 | RE | Natural Gas Fired Combustion Turbine | GT | IPP Non-CHP | 2 | 20 | 18 | 18 | NG | DFO | N | [6 empty] | Y | Y | 20 | 20 | 20 | 20 | 1H | 1H | Y |  | Y
8776 | City of Holyoke Gas and Electric Dept. | 9864 | Cabot Holyoke | MA | Hampden | 6 | RE | Natural Gas Steam Turbine | ST | Electric Utility | 1 | 10 | 9.3 | 9.3 | NG | DFO | Y | NG | DFO |  |  |  |  | Y | Y | 9.3 |  | 9.3 |  | 1H | 1H | Y | Y | Y
8776 | City of Holyoke Gas and Electric Dept. | 9864 | Cabot Holyoke | MA | Hampden | 8 | RE | Natural Gas Steam Turbine | ST | Electric Utility | 1 | 10 | 9.3 | 9.3 | NG | DFO | Y | NG | DFO |  |  |  |  | Y | Y | 9.3 |  | 9.3 |  | 1H | 1H | Y | Y | Y
8776 | City of Holyoke Gas and Electric Dept. | 9864 | Cabot Holyoke | MA | Hampden | 9 | RE | Natural Gas Steam Turbine | ST | Electric Utility | 1 | 6 | 5.7 | 5.7 | NG | RFO | Y | NG | RFO | DFO |  |  |  | Y | Y | 5.7 |  | 5.7 |  |  |  | N
19173 | Colorado Energy Nations Company LLC | 10003 | Colorado Energy Nations Company | CO | Jefferson | VBPT | RE | Conventional Steam Coal | ST | IPP CHP | 3 | 0.4 | 0.4 | 0.4 | BIT | NG | Y | BIT | NG | WO |  |  |  | Y | Y | 0.4 | 0.4 | 0.4 | 0.4 | 24H |  | Y |  | Y
5624 | RED-Rochester, LLC | 10025 | RED-Rochester, LLC | NY | Monroe | 15TG | RE | Conventional Steam Coal | ST | Industrial CHP | 7 | 17.5 | 17.5 | 17.5 | BIT | RFO | Y | RFO | BIT |  |  |  |  | N
5901 | Encina Joint Powers Authority | 10026 | Encina Water Pollution Control | CA | SAN DIEGO | EG3 | RE | Other Waste Biomass | IC | Commercial Non-CHP | 4 | 0.5 | 0.5 | 0.5 | OBG | NG | Y | OBG | NG
11217 | Los Angeles County Sanitation | 10091 | Total Energy Facilities | CA | Los Angeles | GEN2 | RE | Other Waste Biomass | CT | Commercial CHP | 5 | 9.9 | 8 | 9 | OBG | NG | Y | OBG | NG
11217 | Los Angeles County Sanitation | 10091 | Total Energy Facilities | CA | Los Angeles | GEN3 | RE | Other Waste Biomass | CT | Commercial CHP | 5 | 9.9 | 8 | 9 | OBG | NG | Y | OBG | NG
8486 | PInova Inc | 10120 | PInova Inc | GA | GLYNN | GEN6 | RE | Wood/Wood Waste Biomass | ST | Industrial CHP | 7 | 2 | 2 | 2 | WDS | NG | Y | WDS | OBL |  |  |  |  | N
56150 | ArcelorMittal USA Inc | 10211 | 2 AC Station | IN | Lake | 10TG | RE | Other Gases | ST | Industrial CHP | 7 | 20 | 18 | 18 | BFG | NG | Y | BFG | NG |  |  |  |  | N
56150 | ArcelorMittal USA Inc | 10211 | 2 AC Station | IN | Lake | 11TG | RE | Other Gases | ST | Industrial CHP | 7 | 20 | 18 | 18 | BFG | NG | Y | BFG | NG |  |  |  |  | N
56150 | ArcelorMittal USA Inc | 10211 | 2 AC Station | IN | Lake | 7TG | RE | Other Gases | ST | Industrial CHP | 7 | 11.2 | 10 | 10 | BFG | NG | Y | BFG | NG |  |  |  |  | N
56150 | ArcelorMittal USA Inc | 10211 | 2 AC Station | IN | Lake | 8TG | RE | Other Gases | ST | Industrial CHP | 7 | 11.2 | 10 | 10 | BFG | NG | Y | BFG | NG |  |  |  |  | N
12311 | Merck & Co Inc | 10224 | Merck Rahway Power Plant | NJ | UNION | GEN7 | RE | Petroleum Liquids | ST | Industrial CHP | 7 | 4 | 3.8 | 3.8 | DFO | NG | Y | OBL | NG | DFO |  |  |  | Y | N | 0 |  | 0 |  |  |  | Y |  | Y
1947 | Bob Jones University | 10280 | Bob Jones University Cogen Plant | SC | GREENVILLE | ENG3 | RE | Natural Gas Internal Combustion Engine | IC | Commercial CHP | 5 | 1.1 | 1.1 | 1.1 | NG | DFO | Y | DFO | NG |  |  |  |  | Y | Y | 1.1 | 1.1 | 1.1 | 1.1 | 1H | 1H | Y | Y | Y
327 | Air Liquide Large Industries U S LP | 10298 | Bayou Cogen Plant | TX | Harris | GEN1 | RE | Natural Gas Fired Combustion Turbine | GT | Industrial CHP | 7 | 75 | 65 | 85 | NG | OG | Y | NG | OG
327 | Air Liquide Large Industries U S LP | 10298 | Bayou Cogen Plant | TX | Harris | GEN2 | RE | Natural Gas Fired Combustion Turbine | GT | Industrial CHP | 7 | 75 | 65 | 85 | NG | OG | Y | NG | OG
327 | Air Liquide Large Industries U S LP | 10298 | Bayou Cogen Plant | TX | Harris | GEN3 | RE | Natural Gas Fired Combustion Turbine | GT | Industrial CHP | 7 | 75 | 65 | 85 | NG | OG | Y | NG | OG
55919 | Georgia-Pacific Consr Prods LP-Green Bay | 10360 | Green Bay West Mill | WI | Brown | GEN10 | RE | Conventional Steam Coal | ST | Industrial CHP | 7 | 28.2 | 26.4 | 26.5 | BIT | PC | Y | BIT | PC | DFO | SUB |  |  | N
55919 | Georgia-Pacific Consr Prods LP-Green Bay | 10360 | Green Bay West Mill | WI | Brown | GEN5 | RE | Conventional Steam Coal | ST | Industrial CHP | 7 | 10 | 7.5 | 7.5 | BIT | PC | Y | BIT | PC | NG | DFO | SUB |  | N
55919 | Georgia-Pacific Consr Prods LP-Green Bay | 10360 | Green Bay West Mill | WI | Brown | GEN8 | RE | Conventional Steam Coal | ST | Industrial CHP | 7 | 25 | 20 | 20 | BIT | PC | Y | BIT | PC | SUB |  |  |  | N
11217 | Los Angeles County Sanitation | 10473 | Palos Verdes Gas to Energy | CA | Los Angeles | GEN1 | RE | Landfill Gas | ST | Commercial Non-CHP | 4 | 13 | 2.5 | 2.5 | LFG | NG | Y | LFG | NG
55965 | Verso Corporation | 10476 | Whiting Mill | WI | Portage | GEN4 | RE | Conventional Steam Coal | ST | Industrial CHP | 7 | 4.1 | 4.1 | 4.1 | SUB | WDS | Y | SUB | WDS |  |  |  |  | N
1991 | Boise White Paper LLC | 10486 | Boise Cascade International Falls | MN | Koochiching | GEN1 | RE | Wood/Wood Waste Biomass | ST | Industrial CHP | 7 | 4 | 4 | 4 | BLQ | WDS | Y | BLQ | WDS | NG |  |  |  | N
1991 | Boise White Paper LLC | 10486 | Boise Cascade International Falls | MN | Koochiching | GEN2 | RE | Wood/Wood Waste Biomass | ST | Industrial CHP | 7 | 4 | 4 | 4 | BLQ | WDS | Y | BLQ | WDS | NG |  |  |  | N
1991 | Boise White Paper LLC | 10486 | Boise Cascade International Falls | MN | Koochiching | GEN3 | RE | Wood/Wood Waste Biomass | ST | Industrial CHP | 7 | 7.5 | 7.5 | 7.5 | BLQ | NG | Y | BLQ | WDS | NG |  |  |  | N | N
1991 | Boise White Paper LLC | 10486 | Boise Cascade International Falls | MN | Koochiching | GEN4 | RE | Wood/Wood Waste Biomass | ST | Industrial CHP | 7 | 7.5 | 7.5 | 7.5 | BLQ | NG | Y | BLQ | WDS | NG |  |  |  | N | N
15726 | Rayonier Advanced Materials | 10560 | Rayonier Advanced Materials - Jesup Plant | GA | Wayne | GEN1 | RE | Wood/Wood Waste Biomass | ST | Industrial CHP | 7 | 5 | 4.7 | 4.7 | BLQ | WDS | Y | WDS | RFO | NG | BLQ | DFO
15726 | Rayonier Advanced Materials | 10562 | Fernandina Plant | FL | Nassau | GEN2 | RE | Petroleum Liquids | ST | Industrial CHP | 7 | 5 | 5 | 5 | RFO | WDS | Y | WDS | RFO
142 | AES Beaver Valley | 10676 | AES Beaver Valley Partners Beaver Valley | PA | Beaver | GEN2 | RE | Conventional Steam Coal | ST | IPP CHP | 3 | 35 | 32 | 31.5 | BIT | PC | Y | BIT | PC |  |  |  |  | N
142 | AES Beaver Valley | 10676 | AES Beaver Valley Partners Beaver Valley | PA | Beaver | GEN3 | RE | Conventional Steam Coal | ST | IPP CHP | 3 | 114 | 114 | 120 | BIT | PC | Y | BIT | PC |  |  |  |  | N
3103 | Cargill Inc | 10729 | Cargill Corn Wet Milling Plant | TN | Shelby | GEN1 | RE | Conventional Steam Coal | ST | Industrial CHP | 7 | 25 | 10.3 | 10.3 | BIT | NG | Y | BIT | NG |  |  |  |  | N | N |  |  |  |  | UNK
50006 | Invista | 10793 | Seaford Delaware Plant | DE | Sussex | GEN1 | RE | Natural Gas Steam Turbine | ST | Industrial CHP | 7 | 10 | 9 | 9 | NG | DFO | Y | NG | DFO |  |  |  |  | Y | Y | 1.2 |  | 10 |  |  |  | Y |  | Y
50006 | Invista | 10793 | Seaford Delaware Plant | DE | Sussex | GEN2 | RE | Conventional Steam Coal | ST | Industrial CHP | 7 | 10 | 9 | 9 | BIT | NG | Y | BIT | RFO |  |  |  |  | N
50006 | Invista | 10793 | Seaford Delaware Plant | DE | Sussex | GEN3 | RE | Natural Gas Steam Turbine | ST | Industrial CHP | 7 | 10 | 9 | 9 | NG | DFO | Y | NG | DFO |  |  |  |  | Y | Y | 1.2 |  | 10 |  |  |  | Y |  | Y
50006 | Invista | 10796 | Waynesboro Virginia Plant | VA | Augusta | GEN1 | RE | Conventional Steam Coal | ST | Industrial CHP | 7 | 3 | 3 | 3 | BIT | RFO | Y | BIT | RFO | DFO |  |  |  | N
50006 | Invista | 10796 | Waynesboro Virginia Plant | VA | Augusta | GEN2 | RE | Conventional Steam Coal | ST | Industrial CHP | 7 | 3 | 3 | 3 | BIT | RFO | Y | BIT | RFO | DFO |  |  |  | N
50006 | Invista | 10796 | Waynesboro Virginia Plant | VA | Augusta | GEN3 | RE | Conventional Steam Coal | ST | Industrial CHP | 7 | 3 | 3 | 3 | BIT | RFO | Y | BIT | RFO | DFO |  |  |  | N
50006 | Invista | 10796 | Waynesboro Virginia Plant | VA | Augusta | GEN4 | RE | Conventional Steam Coal | ST | Industrial CHP | 7 | 3.4 | 3 | 3 | BIT | RFO | Y | BIT | RFO | DFO |  |  |  | N
40052 | AG Energy LP | 10803 | Ogdensburg Power | NY | St Lawrence | GEN1 | RE | Natural Gas Fired Combined Cycle | CT | IPP CHP | 3 | 48.8 | 36 | 42 | NG | DFO | N | [6 empty] | Y |  | 48.8 |  | 48.8 |  |  |  | Y | Y | Y
40052 | AG Energy LP | 10803 | Ogdensburg Power | NY | St Lawrence | GEN2 | RE | Natural Gas Fired Combined Cycle | CT | IPP CHP | 3 | 23.6 | 19.6 | 21 | NG | DFO | N | [6 empty] | Y |  | 23.6 |  | 23.6 |  |  |  | Y | Y | Y
11427 | Massachusetts Wtr RAuth-Deer I | 10823 | Deer Island Treatment Plant | MA | Suffolk | 6ENT | RE | Other Waste Biomass | IC | Commercial CHP | 5 | 6 | 6 | 6 | OBG | DFO | Y | DFO | OBG |  |  |  |  | Y |  | 3 |  | 6 |  |  |  | N
11427 | Massachusetts Wtr RAuth-Deer I | 10823 | Deer Island Treatment Plant | MA | Suffolk | 7ENT | RE | Other Waste Biomass | IC | Commercial CHP | 5 | 6 | 6 | 6 | OBG | DFO | Y | DFO | OBG |  |  |  |  | Y |  | 3 |  | 6 |  |  |  | N
16064 | Graphic Packaging International | 50028 | Plant 31 Paper Mill | LA | Ouachita | GEN2 | RE | Natural Gas Steam Turbine | ST | Industrial CHP | 7 | 6 | 6 | 6 | NG | WDS | Y | NG | WDS | BLQ
16064 | Graphic Packaging International | 50028 | Plant 31 Paper Mill | LA | Ouachita | GEN3 | RE | Natural Gas Steam Turbine | ST | Industrial CHP | 7 | 6 | 6 | 6 | NG | WDS | Y | NG | WDS | BLQ
16064 | Graphic Packaging International | 50028 | Plant 31 Paper Mill | LA | Ouachita | GEN4 | RE | Natural Gas Steam Turbine | ST | Industrial CHP | 7 | 6 | 6 | 6 | NG | WDS | Y | NG | WDS | BLQ
22142 | Santa Cruz Cogeneration Assoc | 50064 | Univ of Calif Santa Cruz Cogeneration | CA | Santa Cruz | 001 | RE | Natural Gas Internal Combustion Engine | IC | Commercial CHP | 5 | 2.6 | 2.6 | 2.6 | NG | DFO | N | [6 empty] | Y | Y | 2.3 |  | 2.3 |  | 1H | 1H | Y | Y | Y
19148 | Veolia Energy Trenton L.P | 50094 | Veolia Energy Trenton L.P. | NJ | Mercer | 1 | IP | Natural Gas Fired Combustion Turbine | GT | Commercial CHP | 5 | 4.6 |  | 2.6 | NG | DFO | N | [6 empty] | Y | Y | 0 |  | 0 |  |  |  | Y | Y | Y
19148 | Veolia Energy Trenton L.P | 50094 | Veolia Energy Trenton L.P. | NJ | Mercer | 2 | IP | Natural Gas Fired Combustion Turbine | GT | Commercial CHP | 5 | 4.6 | 1.1 | 3.6 | NG | DFO | N | [6 empty] | Y | Y | 1.1 |  | 1.1 |  |  |  | Y | Y | Y
19148 | Veolia Energy Trenton L.P | 50094 | Veolia Energy Trenton L.P. | NJ | Mercer | 7213 | RE | Natural Gas Internal Combustion Engine | IC | Commercial CHP | 5 | 6 | 3 | 5 | NG | DFO | N | [6 empty] | Y | Y | 3 |  | 3 |  |  |  | Y |  | Y
17460 | South Oak Hospital | 50136 | South Oaks Hospital | NY | Suffolk | GEN1 | RE | Natural Gas Internal Combustion Engine | IC | Commercial CHP | 5 | 0.6 | 0.1 | 0.5 | NG | DFO | Y | DFO | NG |  |  |  |  | Y |  | 0.6 |  | 0.6 |  |  |  | N
17460 | South Oak Hospital | 50136 | South Oaks Hospital | NY | Suffolk | GEN2 | RE | Natural Gas Internal Combustion Engine | IC | Commercial CHP | 5 | 0.6 | 0.1 | 0.5 | NG | DFO | Y | DFO | NG |  |  |  |  | Y |  | 0.6 |  | 0.6 |  |  |  | N
20511 | Weyerhaeuser Co NR, New Bern CF | 50188 | Weyerhaeuser New Bern NC | NC | Craven | TG1 | RE | Wood/Wood Waste Biomass | ST | Industrial CHP | 7 | 29.7 | 29.7 | 29.7 | BLQ | NG | Y | BLQ | NG | RFO |  |  |  | Y | Y | 23 | 23 | 20 | 20 | OVER | 72H | Y | Y | Y
55903 | Domtar Paper Company LLC | 50189 | Domtar Paper Co LLC Plymouth NC | NC | Martin | TG4 | RE | Conventional Steam Coal | ST | Industrial CHP | 7 | 7.5 | 7.5 | 7.5 | BIT | BLQ | Y | DFO | BLQ | BIT | RFO |  |  | N
55903 | Domtar Paper Company LLC | 50189 | Domtar Paper Co LLC Plymouth NC | NC | Martin | TG6 | RE | Conventional Steam Coal | ST | Industrial CHP | 7 | 7.5 | 7.5 | 7.5 | BIT | BLQ | Y | DFO | BLQ | BIT | RFO |  |  | N
55997 | Domtar Paper Company Rothschild | 50190 | Domtar Paper Company Rothschild | WI | Marathon | TG2 | RE | Natural Gas Steam Turbine | ST | Industrial Non-CHP | 6 | 5 | 4.7 | 4.7 | NG | WDS | N | [6 empty] | Y | N | 4.65 |  | 4.65 |  | 24H |  | Y | Y | Y
7019 | Gay & Robinson Inc | 50333 | Gay Robinson | HI | KAUAI | ST4 | RE | Other Waste Biomass | ST | Industrial Non-CHP | 6 | 4 | 2.5 | 3.8 | AB | DFO | Y | AB | DFO |  |  |  |  | N
34672 | DTE Energy Services | 50407 | Mobile Energy Services LLC | AL | Mobile | GEN3 | RE | Conventional Steam Coal | ST | IPP CHP | 3 | 12.5 | 11.6 | 11.8 | BIT | WDS | Y | WDS | BIT | NG |  |  |  | N
19365 | United States Sugar Corp | 50482 | Clewiston Sugar House | FL | Hendry | TG3 | RE | Other Waste Biomass | ST | Industrial CHP | 7 | 3.1 | 2.9 | 2.9 | AB | DFO | Y | AB | DFO |  |  |  |  | N
19365 | United States Sugar Corp | 50482 | Clewiston Sugar House | FL | Hendry | TG4 | RE | Other Waste Biomass | ST | Industrial CHP | 7 | 6 | 5.6 | 5.6 | AB | DFO | Y | AB | DFO |  |  |  |  | N
19365 | United States Sugar Corp | 50483 | Bryant Sugar House | FL | Palm Beach | TG1 | RE | Other Waste Biomass | ST | Industrial CHP | 7 | 2.5 | 2.3 | 2.5 | AB | DFO | Y | AB | DFO |  |  |  |  | N
19365 | United States Sugar Corp | 50483 | Bryant Sugar House | FL | Palm Beach | TG2 | RE | Other Waste Biomass | ST | Industrial CHP | 7 | 2.5 | 2.3 | 2.5 | AB | DFO | Y | AB | DFO |  |  |  |  | N
19365 | United States Sugar Corp | 50483 | Bryant Sugar House | FL | Palm Beach | TG3 | RE | Other Waste Biomass | ST | Industrial CHP | 7 | 3.5 | 3.3 | 3.5 | AB | DFO | Y | DFO | AB |  |  |  |  | N
19365 | United States Sugar Corp | 50483 | Bryant Sugar House | FL | Palm Beach | TG4 | RE | Other Waste Biomass | ST | Industrial CHP | 7 | 20 | 18.6 | 10 | AB | DFO | Y | AB | DFO |  |  |  |  | N
26840 | Port Townsend Paper Co | 50544 | Port Townsend Paper | WA | Jefferson | GEN2 | RE | Wood/Wood Waste Biomass | ST | Industrial CHP | 7 | 3 | 3 | 3 | BLQ | WO | Y | BLQ | WO | WDS |  |  |  | N
18000 | State of Rhode Island | 50621 | Central Power Plant | RI | Providence | GEN1 | RE | Petroleum Liquids | ST | Commercial CHP | 5 | 0.7 | 0.7 | 0.7 | RFO | NG | N | [6 empty] | Y | [6 empty] | 1H
6090 | ExxonMobil Oil Corp | 50625 | ExxonMobil Beaumont Refinery | TX | Jefferson | TG7 | RE | Other Gases | ST | Industrial CHP | 7 | 10 | 9.5 | 9.5 | OG | NG | Y | OG | NG |  |  |  |  | N
6090 | ExxonMobil Oil Corp | 50625 | ExxonMobil Beaumont Refinery | TX | Jefferson | TG9 | RE | Other Gases | ST | Industrial CHP | 7 | 10 | 9.5 | 9.5 | OG | NG | Y | OG | NG |  |  |  |  | N
18158 | RockTenn CP LLC Coshocton | 50811 | RockTenn Coshocton Mill | OH | COSHOCTON | GEN1 | RE | Wood/Wood Waste Biomass | ST | Industrial CHP | 7 | 16.5 | 12 | 14.2 | WDS | NG | Y | NG | WDS | SLW |  |  |  | N
20541 | Wheelabrator Environmental Systems | 50881 | Wheelabrator Shasta | CA | Shasta | GEN4 | RE | Wood/Wood Waste Biomass | ST | IPP Non-CHP | 2 | 7.8 | 3.5 | 3.5 | WDS | AB | Y | NG | WDS | AB
20508 | MeadWestvaco Corp | 50900 | Covington Facility | VA | Covington City | GEN1 | RE | Conventional Steam Coal | ST | Industrial CHP | 7 | 10.5 | 10.5 | 10.5 | BIT | NG | Y | BLQ | BIT | NG | WDS | RFO | DFO | Y | Y | 10.5 | 10.5 | 10.5 | 10.5 | UNK | UNK | Y | Y | Y
20508 | MeadWestvaco Corp | 50900 | Covington Facility | VA | Covington City | GEN2 | RE | Conventional Steam Coal | ST | Industrial CHP | 7 | 10.5 | 10.5 | 10.5 | BIT | NG | Y | BLQ | BIT | NG | WDS | RFO | DFO | Y | Y | 10.5 | 10.5 | 10.5 | 10.5 | UNK | UNK | Y | Y | Y
20508 | MeadWestvaco Corp | 50900 | Covington Facility | VA | Covington City | GEN6 | RE | Wood/Wood Waste Biomass | ST | Industrial CHP | 7 | 5.5 | 5.5 | 5.5 | BLQ | WDS | Y | BLQ | BIT | NG | WDS | RFO | DFO | Y | Y | 5.5 |  | 5.5 |  |  |  | Y | Y | Y | Y
49801 | Expera Specialty Solutions | 50933 | Rhinelander Mill | WI | Oneida | GEN3 | RE | Natural Gas Steam Turbine | ST | Industrial CHP | 7 | 4 | 0.6 | 1.7 | NG | BIT | N | [6 empty] | Y | Y | 0.6 | 1.7 | 0.6 | 1.7 | 6H | 6H | Y | Y | Y
5347 | Dow Chemical Co | 52006 | LaO Energy Systems | LA | Iberville | GEN8 | RE | Natural Gas Fired Combined Cycle | CT | Industrial CHP | 7 | 125 | 95 | 114 | NG | OG | Y | NG | OG |  |  |  |  | N | N
9348 | International Paper | 52152 | International Paper Franklin Mill | VA | Isle of Wight | GEN1 | RE | Wood/Wood Waste Biomass | ST | Industrial CHP | 7 | 5 | 5 | 5 | BLQ | BIT | Y | BLQ | BIT | WDS | RFO | AB |  | N
9348 | International Paper | 52152 | International Paper Franklin Mill | VA | Isle of Wight | GEN2 | RE | Wood/Wood Waste Biomass | ST | Industrial CHP | 7 | 3.7 | 3.7 | 3.7 | BLQ | BIT | Y | BLQ | BIT | WDS | RFO | AB |  | N
9348 | International Paper | 52152 | International Paper Franklin Mill | VA | Isle of Wight | GEN3 | RE | Wood/Wood Waste Biomass | ST | Industrial CHP | 7 | 2.5 | 2.5 | 2.5 | BLQ | BIT | Y | BLQ | BIT | WDS | RFO | AB |  | N
9348 | International Paper | 52152 | International Paper Franklin Mill | VA | Isle of Wight | GEN6 | RE | Wood/Wood Waste Biomass | ST | Industrial CHP | 7 | 9.3 | 9.3 | 9.3 | BLQ | BIT | Y | BLQ | BIT | WDS | RFO | AB |  | N
9348 | International Paper | 52152 | International Paper Franklin Mill | VA | Isle of Wight | GEN7 | RE | Wood/Wood Waste Biomass | ST | Industrial CHP | 7 | 15.6 | 15.6 | 15.6 | BLQ | BIT | Y | BLQ | BIT | WDS | RFO | AB |  | N
9348 | International Paper | 52152 | International Paper Franklin Mill | VA | Isle of Wight | GEN8 | RE | Wood/Wood Waste Biomass | ST | Industrial CHP | 7 | 27.5 | 27.5 | 27.5 | BLQ | BIT | Y | BLQ | BIT | WDS | RFO | AB |  | N
5033 | Domtar Industries Inc | 54103 | Port Edwards Mill | WI | Wood | GEN4 | RE | Petroleum Liquids | ST | Industrial Non-CHP | 6 | 1.9 | 1.8 | 1.8 | RFO | NG | N | [6 empty] | Y | Y | 1.9 |  | 1.9 |  |  |  | N
14928 | Pfizer Inc | 54236 | Pfizer Groton Plant | CT | New London | TG 1 | RE | Natural Gas Steam Turbine | ST | Industrial CHP | 7 | 2.5 | 2.5 | 2.5 | NG | RFO | Y | NG | RFO |  |  |  |  | Y | Y | 9.5 |  | 9.5 |  |  |  | N
14928 | Pfizer Inc | 54236 | Pfizer Groton Plant | CT | New London | TG 2 | RE | Natural Gas Steam Turbine | ST | Industrial CHP | 7 | 2.5 | 2.5 | 2.5 | NG | DFO | Y | NG | DFO |  |  |  |  | Y | Y | 2.5 | 2.5 | 2.5 | 2.5 | 6H | 6H | Y |  | Y
19541 | University of North Carolina | 54276 | Univ of NC Chapel Hill Cogen Facility | NC | Orange | TG4 | IP | Conventional Steam Coal | ST | Commercial CHP | 5 | 24 | 20 | 20 | BIT | NG | Y | BIT | NG | DFO
12986 | Morton Salt Inc | 54335 | Morton Salt Rittman | OH | Wayne | GEN1 | RE | Conventional Steam Coal | ST | Industrial CHP | 7 | 1.5 | 1.5 | 1.5 | BIT | NG | Y | BIT | NG |  |  |  |  | N
60194 | Fuyao Glass Illinois, Inc | 54360 | PPG Industries Works 14 | IL | MACON | 1200 | RE | Petroleum Liquids | IC | Industrial Non-CHP | 6 | 1.2 | 1.2 | 1.2 | DFO |  | N | DFO | [5 empty] | Y | Y | 2 | 2 | 2 | 2 | 6H | 6H | Y | Y | Y
18028 | State of Wisconsin | 54406 | Capitol Heat and Power | WI | Dane | 1 | RE | Natural Gas Steam Turbine | ST | Commercial Non-CHP | 4 | 1.5 | 0.9 | 0.6 | NG | DFO | Y | BIT | NG | DFO |  |  |  | Y | N | 0 | 0 | 0 | 0 |  |  | Y | Y
18028 | State of Wisconsin | 54406 | Capitol Heat and Power | WI | Dane | 2 | RE | Natural Gas Steam Turbine | ST | Commercial Non-CHP | 4 | 1.5 | 1 | 0.6 | NG | DFO | Y | BIT | NG | DFO |  |  |  | Y | N | 0 | 0 | 0 | 0 |  |  | Y | Y
18028 | State of Wisconsin | 54408 | UW Madison Charter Street Plant | WI | DANE | 2 | IP | Wood/Wood Waste Biomass | ST | Commercial CHP | 5 | 22 | 12 | 22 | WDS | NG | Y | WDS | AB | NG | DFO |  |  | Y | Y | 10 |  | 10 |  |  |  | Y | Y | Y
11169 | Longview Fibre Co | 54562 | Longview Fibre | WA | Cowlitz | 2 | RE | Wood/Wood Waste Biomass | ST | Industrial CHP | 7 | 2.5 | 2.5 | 2.5 | BLQ | NG | Y | [6 empty] | N | N
11169 | Longview Fibre Co | 54562 | Longview Fibre | WA | Cowlitz | 3 | RE | Wood/Wood Waste Biomass | ST | Industrial CHP | 7 | 3.5 | 3.5 | 3.5 | BLQ | NG | Y | [6 empty] | N | N
11169 | Longview Fibre Co | 54562 | Longview Fibre | WA | Cowlitz | 5 | RE | Wood/Wood Waste Biomass | ST | Industrial CHP | 7 | 6 | 5.7 | 5.7 | BLQ | NG | Y | [6 empty] | Y | N
56171 | Bicent Power | 54586 | Tanner Street Generation | MA | Middlesex | V643 | RE | Natural Gas Fired Combined Cycle | CT | IPP Non-CHP | 2 | 65.5 | 58 | 58 | NG | DFO | N | [6 empty] | Y | Y | 74 |  | 74 |  |  |  | Y |  | Y
49969 | Lincoln Paper and Tissue, LLC | 54587 | Lincoln Paper & Tissue | ME | Penobscot | GE | RE | Wood/Wood Waste Biomass | ST | Industrial CHP | 7 | 2.5 | 2 | 2.8 | BLQ | WDS | Y | RFO | [5 empty] | N
49969 | Lincoln Paper and Tissue, LLC | 54587 | Lincoln Paper & Tissue | ME | Penobscot | TG-3 | RE | Wood/Wood Waste Biomass | ST | Industrial CHP | 7 | 13.5 | 9 | 11 | WDS | SLW | Y | DFO | SLW | WDS | RFO |  |  | N | N
49969 | Lincoln Paper and Tissue, LLC | 54587 | Lincoln Paper & Tissue | ME | Penobscot | WEST | RE | Wood/Wood Waste Biomass | ST | Industrial CHP | 7 | 4 | 3.5 | 4.5 | BLQ | WDS | Y | RFO | WDS | SLW |  |  |  | N
12411 | Miami Dade Water & Sewer Dept | 54624 | South District Wastewater Treatment Plt | FL | Miami Dade | 1 | RE | All Other | OT | Commercial CHP | 5 | 0.9 | 0.8 | 0.8 | OTH |  | Y | OBG | LFG | NG |  |  |  | N
12411 | Miami Dade Water & Sewer Dept | 54624 | South District Wastewater Treatment Plt | FL | Miami Dade | 2 | RE | All Other | OT | Commercial CHP | 5 | 0.9 | 0.8 | 0.8 | OTH |  | Y | OBG | LFG | NG |  |  |  | N
12411 | Miami Dade Water & Sewer Dept | 54624 | South District Wastewater Treatment Plt | FL | Miami Dade | 3 | RE | All Other | OT | Commercial CHP | 5 | 0.9 | 0.8 | 0.8 | OTH |  | Y | OBG | LFG | NG |  |  |  | N
58945 | EthosEnergy Power Plant Services | 54658 | Quantum Auburndale Power LP | FL | Polk | CT | RE | Natural Gas Fired Combined Cycle | CT | IPP CHP | 3 | 121.5 | 111.3 | 117 | NG | DFO | N | [6 empty] | Y | Y | 111.3 | 107.9 | 100 | 100 | 6H | 1H | Y |  | Y
14030 | Oklahoma State University | 54779 | Oklahoma State University | OK | Payne | GEN3 | RE | Natural Gas Steam Turbine | ST | Commercial CHP | 5 | 1.5 | 1.6 | 1.7 | NG | DFO | Y | NG | DFO |  |  |  |  | Y | Y | 1.6 | 1.6 | 1.6 | 1.6 | 6H | 6H | N
19528 | University of Illinois | 54780 | University of Illinois Abbott Power Plt | IL | Champaign | T5 | RE | Natural Gas Steam Turbine | ST | Commercial CHP | 5 | 3 | 3 | 3 | NG | BIT | Y | NG | DFO |  |  |  |  | Y | Y | 3 | 3 | 3 | 3 |  |  | Y |  | Y
12619 | Milwaukee Metro Sewerage Dist | 54851 | MMSD Jones Island Wastewater | WI | Milwaukee | GEN2 | RE | Natural Gas Fired Combustion Turbine | GT | Commercial CHP | 5 | 17.5 | 13 | 15 | NG | DFO | Y | NG | DFO |  |  |  |  | Y | Y | 13 | 13 | 13 | 13 | 1H | 1H | Y | Y | Y
55965 | Verso Corporation | 54857 | Niagara Mill | WI | Marinette | 1ST | RE | Conventional Steam Coal | ST | Industrial CHP | 7 | 2.5 | 2.5 | 2.5 | BIT | WDS | Y | BIT | WDS
55965 | Verso Corporation | 54857 | Niagara Mill | WI | Marinette | 2ST | RE | Conventional Steam Coal | ST | Industrial CHP | 7 | 9.3 | 9.3 | 9.3 | BIT | WDS | Y | BIT | WDS
623 | Anheuser-Busch Inc | 54913 | Anheuser-Busch Newark Brewery | NJ | ESSEX | GEN1 | RE | Natural Gas Fired Combustion Turbine | GT | Industrial CHP | 7 | 6.5 | 6.5 | 6.5 | NG | DFO | Y | NG | OBG |  |  |  |  | Y | N | 6 |  | 6 |  | OVER |  | Y |  | Y
623 | Anheuser-Busch Inc | 54913 | Anheuser-Busch Newark Brewery | NJ | ESSEX | GEN2 | RE | Natural Gas Fired Combustion Turbine | GT | Industrial CHP | 7 | 6.5 | 6.5 | 6.5 | NG | DFO | Y | NG | OBG |  |  |  |  | Y | N | 6 |  | 6 |  | OVER |  | Y |  | Y
21191 | Zion Energy LLC | 55392 | Zion Energy Center | IL | Lake | CTG4 | IP | Natural Gas Fired Combustion Turbine | GT | IPP Non-CHP | 2 | 198.9 | 152 | 181 | NG | DFO | N | [6 empty] | Y | N | 152 |  | 160 |  |  |  | Y |  | Y
21191 | Zion Energy LLC | 55392 | Zion Energy Center | IL | Lake | CTG5 | IP | Natural Gas Fired Combustion Turbine | GT | IPP Non-CHP | 2 | 198.9 | 152 | 181 | NG | DFO | N | [6 empty] | Y | N | 152 |  | 160 |  |  |  | Y |  | Y
40192 | Shady Hills Power Co LLC | 55414 | Shady Hills Generating Station | FL | Pasco | G401 | IP | Natural Gas Fired Combustion Turbine | GT | IPP Non-CHP | 2 | 259 | 200 | 220 | NG | DFO | N | [6 empty] | Y | Y | [6 empty] | Y |  | Y
40192 | Shady Hills Power Co LLC | 55414 | Shady Hills Generating Station | FL | Pasco | G501 | IP | Natural Gas Fired Combustion Turbine | GT | IPP Non-CHP | 2 | 259 | 200 | 220 | NG | DFO | N | [6 empty] | Y | Y | [6 empty] | Y |  | Y
56490 | LS Power Development LLC | 55422 | DeSoto County Plant | FL | DeSoto | DES1 | RE | Natural Gas Fired Combustion Turbine | GT | IPP Non-CHP | 2 | 199.4 | 159 | 184 | NG | DFO | N | [6 empty] | Y | Y | 159.51 | 175 | 170.2 | 184 | 1H | 1H | Y | Y | Y
56490 | LS Power Development LLC | 55422 | DeSoto County Plant | FL | DeSoto | DES2 | RE | Natural Gas Fired Combustion Turbine | GT | IPP Non-CHP | 2 | 199.4 | 161 | 188 | NG | DFO | N | [6 empty] | Y | Y | 161 | 175 | 170.2 | 184 | 1H | 1H | Y | Y | Y
56608 | Calpine Mid-Merit LLC | 55524 | York Energy Center | PA | York | CTG7 | IP | Natural Gas Fired Combined Cycle | CT | IPP Non-CHP | 2 | 120 | 120 | 120 | NG | DFO | N | [6 empty] | Y | Y | 120 |  | 120 |  |  |  | Y |  | Y
19676 | Valero Refining Co California | 55852 | Valero Refinery Cogeneration Unit 2 | CA | Solano | GT 2 | IP | Other Gases | GT | Industrial CHP | 7 | 51 | 43.4 | 50 | OG | NG | Y | OG | NG |  |  |  |  | N
16657 | San Jose/Santa Clara Water P C | 56080 | SJ/SC WPCP | CA | Santa Clara | E1 | RE | Other Waste Biomass | IC | Commercial CHP | 5 | 0.8 | 0.8 | 0.8 | OBG | LFG | Y | NG | OBG | LFG | DFO |  |  | Y | Y | 0.8 |  | 0.8 |  |  |  | Y |  | Y
16657 | San Jose/Santa Clara Water P C | 56080 | SJ/SC WPCP | CA | Santa Clara | E3 | RE | Other Waste Biomass | IC | Commercial CHP | 5 | 0.8 | 0.8 | 0.8 | OBG | LFG | Y | NG | OBG | LFG | DFO |  |  | Y | Y | 0.8 | 0.8 | 0.8 | 0.8 | 1H | 1H | N
16657 | San Jose/Santa Clara Water P C | 56080 | SJ/SC WPCP | CA | Santa Clara | E6 | RE | Other Waste Biomass | IC | Commercial CHP | 5 | 1.8 | 1.8 | 1.8 | OBG | LFG | Y | NG | LFG | OBG | DFO |  |  | Y |  | 1.8 |  | 1.8 |  |  |  | Y |  | Y
49736 | Loring Holdings, LLC | 56105 | Loring Power Plant | ME | Aroostook | GTG1 | IP | Natural Gas Fired Combined Cycle | CT | IPP CHP | 3 | 50 | 37 | 47 | NG | DFO | Y | NG | DFO |  |  |  |  | Y | Y | 37 |  | 37 |  |  |  | Y |  | Y
49736 | Loring Holdings, LLC | 56105 | Loring Power Plant | ME | Aroostook | STG1 | IP | Natural Gas Fired Combined Cycle | CA | IPP CHP | 3 | 30 | 18 | 23 | NG | DFO | Y | NG | DFO |  |  |  |  | Y | Y | 18 |  | 18 |  |  |  | Y |  | Y
49777 | SP Fiber Technologies NW LLC | 56124 | SPFT - Newberg Cogen | OR | Yamhill | TG1 | RE | Wood/Wood Waste Biomass | ST | Industrial CHP | 7 | 12.5 | 4.5 | 4.5 | WDS | NG | Y | WDS | SLW | NG | NG |  |  | N
3046 | Duke Energy Progress - (NC) | 56849 | Woodfin | NC | Buncombe | 1 | IP | Natural Gas Fired Combustion Turbine | GT | Electric Utility | 1 | 45.5 | 40 | 45.5 | NG | DFO | N | [6 empty] | Y | Y | [6 empty] | Y | Y | Y
17650 | Southern Power Co | 57029 | Cleveland Cnty Generating Facility | NC | Cleveland | 5 | IP | Natural Gas Fired Combustion Turbine | GT | IPP Non-CHP | 2 | 184 | 180.8 | 194.7 | NG |  | N | [6 empty] | Y | Y | 180 |  | 180 |  |  |  | Y |  | Y
17650 | Southern Power Co | 57029 | Cleveland Cnty Generating Facility | NC | Cleveland | 6 | IP | Natural Gas Fired Combustion Turbine | GT | IPP Non-CHP | 2 | 184 | 180.8 | 194.7 | NG |  | N | [6 empty] | Y | Y | 180 |  | 180 |  |  |  | Y |  | Y
17650 | Southern Power Co | 57029 | Cleveland Cnty Generating Facility | NC | Cleveland | 7 | IP | Natural Gas Fired Combustion Turbine | GT | IPP Non-CHP | 2 | 184 | 180.8 | 194.7 | NG |  | N | [6 empty] | Y | Y | 180 |  | 180 |  |  |  | Y |  | Y
17650 | Southern Power Co | 57029 | Cleveland Cnty Generating Facility | NC | Cleveland | 8 | IP | Natural Gas Fired Combustion Turbine | GT | IPP Non-CHP | 2 | 184 | 180.8 | 194.7 | NG |  | N | [6 empty] | Y | Y | 180 |  | 180 |  |  |  | Y |  | Y
56965 | Auburn Energy, LLC | 57636 | Auburn LFG Energy Facility | NY | Cayuga | 2 | RE | Landfill Gas | IC | IPP Non-CHP | 2 | 1.1 | 1.1 | 1.1 | LFG | NG | Y | NG | LFG |  |  |  |  | N
57123 | Middlebury College Biomass | 57804 | Middlebury College | VT | Addison | 1 | RE | Wood/Wood Waste Biomass | ST | Commercial CHP | 5 | 0.2 | 0.1 | 0.1 | WDS | RFO | Y | WDS | RFO | NG |  |  |  | Y | Y | 0.1 | 0.1 | 0.1 | 0.1 | 1H | 1H | N
57322 | Naval Facilities Engineering Command | 57944 | Goddard Steam Plant | MD | Charles | 1 | RE | Petroleum Liquids | ST | Commercial CHP | 5 | 6.2 | 5 | 3.5 | RFO | BIT | Y | BIT | RFO |  |  |  |  | N
57322 | Naval Facilities Engineering Command | 57944 | Goddard Steam Plant | MD | Charles | 2 | RE | Petroleum Liquids | ST | Commercial CHP | 5 | 6.2 | 5 | 3.5 | RFO | BIT | Y | BIT | RFO |  |  |  |  | N
58159 | Penn State University | 58194 | West Campus Steam Plant | PA | Centre | WC 2 | RE | Conventional Steam Coal | ST | Commercial CHP | 5 | 2.5 | 0.5 | 1 | BIT | NG | Y | BIT | NG |  |  |  |  | N
58159 | Penn State University | 58194 | West Campus Steam Plant | PA | Centre | WC 3 | RE | Conventional Steam Coal | ST | Commercial CHP | 5 | 3.5 | 0.6 | 2.8 | BIT | NG | Y | BIT | NG |  |  |  |  | N
5416 | Duke Energy Carolinas, LLC | 58212 | Buzzard Roost GT | SC | Greenwood | 10 | RE | Natural Gas Fired Combustion Turbine | GT | Electric Utility | 1 | 17.8 |  |  | NG | DFO | Y | NG | DFO |  |  |  |  | Y | N | 18 |  | 18 |  |  |  | Y | Y
5416 | Duke Energy Carolinas, LLC | 58212 | Buzzard Roost GT | SC | Greenwood | 11 | RE | Natural Gas Fired Combustion Turbine | GT | Electric Utility | 1 | 17.8 |  |  | NG | DFO | Y | NG | DFO |  |  |  |  | Y | N | 18 |  | 18 |  |  |  | Y | Y
5416 | Duke Energy Carolinas, LLC | 58212 | Buzzard Roost GT | SC | Greenwood | 12 | RE | Natural Gas Fired Combustion Turbine | GT | Electric Utility | 1 | 17.8 |  |  | NG | DFO | Y | NG | DFO |  |  |  |  | Y | N | 18 |  | 18 |  |  |  | Y | Y
5416 | Duke Energy Carolinas, LLC | 58212 | Buzzard Roost GT | SC | Greenwood | 13 | RE | Natural Gas Fired Combustion Turbine | GT | Electric Utility | 1 | 17.8 |  |  | NG | DFO | Y | NG | DFO |  |  |  |  | Y | N | 18 |  | 18 |  |  |  | Y | Y
5416 | Duke Energy Carolinas, LLC | 58212 | Buzzard Roost GT | SC | Greenwood | 14 | RE | Natural Gas Fired Combustion Turbine | GT | Electric Utility | 1 | 17.8 |  |  | NG | DFO | Y | NG | DFO |  |  |  |  | Y | N | 18 |  | 18 |  |  |  | Y | Y
5416 | Duke Energy Carolinas, LLC | 58212 | Buzzard Roost GT | SC | Greenwood | 15 | RE | Natural Gas Fired Combustion Turbine | GT | Electric Utility | 1 | 17.8 |  |  | NG | DFO | Y | NG | DFO |  |  |  |  | Y | N | 18 |  | 18 |  |  |  | Y | Y
5416 | Duke Energy Carolinas, LLC | 58212 | Buzzard Roost GT | SC | Greenwood | 6 | RE | Natural Gas Fired Combustion Turbine | GT | Electric Utility | 1 | 22.7 |  |  | NG | DFO | Y | NG | DFO |  |  |  |  | Y | N | 22 |  | 22 |  |  |  | Y | Y
5416 | Duke Energy Carolinas, LLC | 58212 | Buzzard Roost GT | SC | Greenwood | 7 | RE | Natural Gas Fired Combustion Turbine | GT | Electric Utility | 1 | 22.7 |  |  | NG | DFO | Y | NG | DFO |  |  |  |  | Y | N | 22 |  | 22 |  |  |  | Y | Y
5416 | Duke Energy Carolinas, LLC | 58212 | Buzzard Roost GT | SC | Greenwood | 8 | RE | Natural Gas Fired Combustion Turbine | GT | Electric Utility | 1 | 22.7 |  |  | NG | DFO | Y | NG | DFO |  |  |  |  | Y | N | 22 |  | 22 |  |  |  | Y | Y
5416 | Duke Energy Carolinas, LLC | 58212 | Buzzard Roost GT | SC | Greenwood | 9 | RE | Natural Gas Fired Combustion Turbine | GT | Electric Utility | 1 | 22.7 |  |  | NG | DFO | Y | NG | DFO |  |  |  |  | Y | N | 22 |  | 22 |  |  |  | Y | Y
59667 | NAVFAC Midlant PWD Great Lakes | 59884 | Great Lakes Central Power Plant | IL | Lake | GTG-1 | RE | Natural Gas Fired Combustion Turbine | GT | IPP CHP | 3 | 5.5 | 4.5 | 5.5 | NG | DFO | N | [6 empty] | Y | [5 empty] | 1H | 1H
59667 | NAVFAC Midlant PWD Great Lakes | 59884 | Great Lakes Central Power Plant | IL | Lake | GTG-2 | RE | Natural Gas Fired Combustion Turbine | GT | IPP CHP | 3 | 5.5 | 4.5 | 5.5 | NG | DFO | N | [6 empty] | Y | [5 empty] | 1H | 1H